## Directions
Directions
This spreadsheet was designed to Autonumber Form: B (unit prices) for large projects with many entries. If you have any questions or suggestions please contact:
Nick Clinch
Design Technologist
Water and Waste Department
Ph. 986 4449
NCLINCH@WINNIPEG.CA
Ensure that Tools / Macro / Security is set to Medium or lower
Step 1: | Click on cell E6 of sheet "Form B" and add the project title: in the editing bar
Step 2: | While in sheet "Form B", from the menu bar click View > Header and Footer… > Custom header…. And edit the tender number and page numbers to suit.
Step 3: | While in sheet "Form B", highlight row 9 (or where you want to insert the first line) by clicking on the Row Number Bar (Fig. 1) and then at the bottom of the page select the "Items" (Fig. 2) page tab. From the list of items select the one you want by again highlighting the entire row by selecting the row number bar (as in Fig. 1) and press Ctrl+I , this will automatically insert the selected row in sheet "Form B" above Row 9 (which is were you selected earlier). Note you can insert more than one item at a time by selecting several rows and pressing Ctrl+I but you must go back to sheet "Form B" and reposition the highlighted row below where you want to insert the next item. If you insert one row at a time you do not have to do this.
| Note: to enter in a black space you must enter in the "SPACER LINE" or the auto numbering wont work. |  |  | Fig. 1
Step 4: | Once you have inserted all your Items and you are sure that the order will not change you can hit the Finalize button below and all auto-numbering formulas and all extra sheets will be deleted from your workbook and you will be left with just sheet "Form B" (note: you would only do this as a space saving measure).
DANGER!! Once you press this button you cannot hit undo everything is permanently erased! Except sheet "Form B"
Fig. 2
Finalize

## Form B
FORM B (R1): PRICES
(SEE B9)
2011 SEWER RENEWALS BY CIPP LINING - CONTRACT NO. 19
|  |  |  | UNIT PRICES | [7 empty] | Insituform Technologies |  | Capital Sewer Services
|  |  |  | ITEM |  | DESCRIPTION | SPEC. | UNIT | APPROX. | UNIT | AMOUNT | UNIT | AMOUNT | UNIT | AMOUNT | 2007
0 | 0 | 0 | 0 |  |  |  | REF. |  | QUANTITY | PRICE |  | PRICE |  | PRICE |  | 0.79
0 | 1 | 0 | 0 | A. |  | Mobilization and Demobilization | E2 | each | 1 | 0 | 0 | 0 | 0 | 0 | 0 | 0
[10 empty] | Subtotal: | 0 |  | 0 |  | 0
2 | 0 | 0 | 0 | B |  | Aikins St (CL) (Asset No.MA00013141) - MH at Jarvis Av (Asset No. MH00011738) to MH at Dufferin Av (Asset No. MH00011727) |  |  |  |  | 0 | 0 | 0 | 0 | 0 | 0
2 | 1 | 0 | 0 | B. | 1 | Sewer Cleaning | E2 & CW 2140 |  |  | 0 | 0 | 0 | 0 | 0 | 0 | 0
2 | 1 | 1 | 0 |  | a) | 450mm |  |  |  | 0 | 0 | 0 | 0 | 0 | 0 | 0
2 | 1 | 1 | 1 |  | i) | Pre-lining Cleaning |  | m | 125.4 | 0 | 0 | 0 | 0 | 0 | 0 | 10
2 | 1 | 1 | 2 |  | ii) | Warranty Cleaning |  | m | 125.4 | 0 | 0 | 0 | 0 | 0 | 0 | 10
2 | 2 | 0 | 0 | B. | 2 | Sewer Inspection | E2 & CW 2145 |  |  | 0 | 0 | 0 | 0 | 0 | 0 | 0
2 | 2 | 1 | 0 |  | a) | 450mm |  |  |  | 0 | 0 | 0 | 0 | 0 | 0 | 0
2 | 2 | 1 | 1 |  | i) | Pre-lining Inspection |  | m | 125.4 | 0 | 0 | 0 | 0 | 0 | 0 | 0
2 | 2 | 1 | 2 |  | ii) | Post Lining Inspection |  | m | 125.4 | 0 | 0 | 0 | 0 | 0 | 0 | 0
2 | 2 | 1 | 3 |  | iii) | Warranty Inspection |  | m | 125.4 | 0 | 0 | 0 | 0 | 0 | 0 | 0
2 | 3 | 0 | 0 | B. | 3 | Solid Debris Cutting | CW 2140 |  |  | 0 | 0 | 0 | 0 | 0 | 0 | 0
2 | 3 | 1 | 0 |  | a) | At Joints and Services |  | each | 2 | 0 | 0 | 0 | 0 | 0 | 0 | 0
2 | 4 | 0 | 0 | B. | 4 | Remove Intruding Sewer Services | E2 | each | 2 | 0 | 0 | 0 | 0 | 0 | 0 | 0
2 | 5 | 0 | 0 | B. | 5 | Flow Control | E2 | each | 1 | 0 | 0 | 0 | 0 | 0 | 0 | 0
2 | 6 | 0 | 0 | B. | 6 | Full Segment CIPP | E2 |  |  | 0 | 0 | 0 | 0 | 0 | 0 | 0
2 | 6 | 1 | 0 |  | a) | 450mm |  | m | 125.4 | 0 | 0 | 0 | 0 | 0 | 0 | 0
2 | 7 | 0 | 0 | B. | 7 | Reinstatement of Sewer Services | E2 | each | 9 | 0 | 0 | 0 | 0 | 0 | 0 | 0
2 | [9 empty] | Subtotal: | 0 | 0 | 0 | 0 | 0 | 0
3 | 0 | 0 | 0 | C |  | Alfred Av (Asset No.MA00013641) - MH at Charles Av (Asset No. MH00012076) to 1st MH E of Charles St (Asset No. MH00012147) |  |  |  |  | 0 | 0 | 0 | 0 | 0
3 | 1 | 0 | 0 | C. | 1 | Sewer Cleaning | E2 & CW 2140 |  |  | 0 | 0 | 0 | 0 | 0 | 0 | 0
3 | 1 | 1 | 0 |  | a) | 300mm |  |  |  | 0 | 0 | 0 | 0 | 0 | 0 | 0
3 | 1 | 1 | 1 |  | i) | Pre-lining Cleaning |  | m | 90.1 | 0 | 0 | 0 | 0 | 0 | 0 | 10
3 | 1 | 1 | 2 |  | ii) | Warranty Cleaning |  | m | 90.1 | 0 | 0 | 0 | 0 | 0 | 0 | 10
3 | 2 | 0 | 0 | C. | 2 | Sewer Inspection | E2 & CW 2145 |  |  | 0 | 0 | 0 | 0 | 0 | 0 | 0
3 | 2 | 1 | 0 |  | a) | 300mm |  |  |  | 0 | 0 | 0 | 0 | 0 | 0 | 0
3 | 2 | 1 | 1 |  | i) | Pre-lining Inspection |  | m | 90.1 | 0 | 0 | 0 | 0 | 0 | 0 | 0
3 | 2 | 1 | 2 |  | ii) | Post Lining Inspection |  | m | 90.1 | 0 | 0 | 0 | 0 | 0 | 0 | 0
3 | 2 | 1 | 3 |  | iii) | Warranty Inspection |  | m | 90.1 | 0 | 0 | 0 | 0 | 0 | 0 | 0
3 | 3 | 0 | 0 | C. | 3 | Remove Intruding Sewer Services | E2 | each | 2 | 0 | 0 | 0 | 0 | 0 | 0 | 250
3 | 4 | 0 | 0 | C. | 4 | Flow Control | E2 | each | 1 | 0 | 0 | 0 | 0 | 0 | 0 | 0
3 | 5 | 0 | 0 | C. | 5 | Full Segment CIPP | E2 |  |  | 0 | 0 | 0 | 0 | 0 | 0 | 0
3 | 5 | 1 | 0 |  | a) | 300mm |  | m | 90.1 | 0 | 0 | 0 | 0 | 0 | 0 | 0
3 | 6 | 0 | 0 | C. | 6 | Reinstatement of Sewer Services | E2 | each | 15 | 0 | 0 | 0 | 0 | 0 | 0 | 0
[10 empty] | Subtotal: | 0 | 0 | 0 | 0 | 0 | 0
4 | 0 | 0 | 0 | D |  | Alverstone St (Asset No.MA20017386) - 2nd MH S of Wellington Av (Asset No. MH20015591) to 3rd MH S of Wellington Av (Asset No. MH20015598) |  |  |  |  | 0 | 0 | 0 | 0 | 0
4 | 1 | 0 | 0 | D. | 1 | Sewer Cleaning | E2 & CW 2140 |  |  |  | 0 | 0 | 0 | 0 | 0 | 0
4 | 1 | 1 | 0 |  | a) | 450mm |  |  |  | 0 | 0 | 0 | 0 | 0 | 0 | 0
4 | 1 | 1 | 1 |  | i) | Pre-lining Cleaning |  | m | 22.6 | 0 | 0 | 0 | 0 | 0 | 0 | 10
4 | 1 | 1 | 2 |  | ii) | Warranty Cleaning |  | m | 22.6 | 0 | 0 | 0 | 0 | 0 | 0 | 10
4 | 2 | 0 | 0 | D. | 2 | Sewer Inspection | E2 & CW 2145 |  |  | 0 | 0 | 0 | 0 | 0 | 0 | 0
4 | 2 | 1 | 0 |  | a) | 450mm |  |  |  | 0 | 0 | 0 | 0 | 0 | 0 | 0
4 | 2 | 1 | 1 |  | i) | Pre-lining Inspection |  | m | 22.6 | 0 | 0 | 0 | 0 | 0 | 0 | 0
4 | 2 | 1 | 2 |  | ii) | Post Lining Inspection |  | m | 22.6 | 0 | 0 | 0 | 0 | 0 | 0 | 0
4 | 2 | 1 | 3 |  | iii) | Warranty Inspection |  | m | 22.6 | 0 | 0 | 0 | 0 | 0 | 0 | 0
4 | 3 | 0 | 0 | D. | 3 | Solid Debris Cutting | CW 2140 |  |  | 0 | 0 | 0 | 0 | 0 | 0 | 0
4 | 3 | 1 | 0 |  | a) | First 3 metres |  | each | 1 | 0 | 0 | 0 | 0 | 0 | 0 | 0
4 | 3 | 2 | 0 |  | b) | At Joints and Services |  | each | 1 | 0 | 0 | 0 | 0 | 0 | 0 | 0
4 | 4 | 0 | 0 | D. | 4 | Additional Solid Debris Cutting | E2 | m | 0.2 | 0 | 0 | 0 | 0 | 0 | 0 | 250
4 | 5 | 0 | 0 | D. | 5 | Flow Control | E2 | each | 1 | 0 | 0 | 0 | 0 | 0 | 0 | 0
4 | 6 | 0 | 0 | D. | 6 | Full Segment CIPP | E2 |  |  | 0 | 0 | 0 | 0 | 0 | 0 | 0
4 | 6 | 1 | 0 |  | a) | 450mm |  | m | 22.6 | 0 | 0 | 0 | 0 | 0 | 0 | 0
4 | 7 | 0 | 0 | D. | 7 | Reinstatement of Sewer Services | E2 | each | 2 | 0 | 0 | 0 | 0 | 0 | 0 | 0
[10 empty] | Subtotal: | 0 | 0 | 0 | 0 | 0 | 0
5 | 0 | 0 | 0 | E |  | Alverstone St (Asset No.MA20017973) - 1st MH N of Adele Av (Asset No. MH20016072) to MH at Adele Av (Asset No. MH20016076) |  |  |  |  | 0 | 0 | 0 | 0 | 0
5 | 1 | 0 | 0 | E. | 1 | Sewer Cleaning | E2 & CW 2140 |  |  |  | 0 | 0 | 0 | 0 | 0 | 0
5 | 1 | 1 | 0 |  | a) | 300mm |  |  |  | 0 | 0 | 0 | 0 | 0 | 0 | 0
5 | 1 | 1 | 1 |  | i) | Pre-lining Cleaning |  | m | 82.2 | 0 | 0 | 0 | 0 | 0 | 0 | 10
5 | 1 | 1 | 2 |  | ii) | Warranty Cleaning |  | m | 82.2 | 0 | 0 | 0 | 0 | 0 | 0 | 10
5 | 2 | 0 | 0 | E. | 2 | Sewer Inspection | E2 & CW 2145 |  |  | 0 | 0 | 0 | 0 | 0 | 0 | 0
5 | 2 | 1 | 0 |  | a) | 300mm |  |  |  | 0 | 0 | 0 | 0 | 0 | 0 | 0
5 | 2 | 1 | 1 |  | i) | Pre-lining Inspection |  | m | 82.2 | 0 | 0 | 0 | 0 | 0 | 0 | 0
5 | 2 | 1 | 2 |  | ii) | Post Lining Inspection |  | m | 82.2 | 0 | 0 | 0 | 0 | 0 | 0 | 0
5 | 2 | 1 | 3 |  | iii) | Warranty Inspection |  | m | 82.2 | 0 | 0 | 0 | 0 | 0 | 0 | 0
5 | 3 | 0 | 0 | E. | 3 | Solid Debris Cutting | CW 2140 |  |  | 0 | 0 | 0 | 0 | 0 | 0 | 0
5 | 3 | 1 | 0 |  | a) | At Joints and Services |  | each | 2 | 0 | 0 | 0 | 0 | 0 | 0 | 0
5 | 4 | 0 | 0 | E. | 4 | Remove Intruding Sewer Services | E2 | each | 2 | 0 | 0 | 0 | 0 | 0 | 0 | 0
5 | 5 | 0 | 0 | E. | 5 | Flow Control | E2 | each | 1 | 0 | 0 | 0 | 0 | 0 | 0 | 0
5 | 6 | 0 | 0 | E. | 6 | Full Segment CIPP | E2 |  |  | 0 | 0 | 0 | 0 | 0 | 0 | 0
5 | 6 | 1 | 0 |  | a) | 300mm |  | m | 82.2 | 0 | 0 | 0 | 0 | 0 | 0 | 0
5 | 7 | 0 | 0 | E. | 7 | Reinstatement of Sewer Services | E2 | each | 10 | 0 | 0 | 0 | 0 | 0 | 0 | 0
[10 empty] | Subtotal: | 0 | 0 | 0 | 0 | 0 | 0
6 | 0 | 0 | 0 | F |  | Alverstone St (Asset No.MA20017387) - 3rd MH S of Wellington Av (Asset No. MH20015598) to 4th MH(Asset No. MH20015592) |  |  |  |  | 0 | 0 | 0 | 0 | 0
6 | 1 | 0 | 0 | F. | 1 | Sewer Cleaning | E2 & CW 2140 |  |  |  | 0 | 0 | 0 | 0 | 0 | 0
6 | 1 | 1 | 0 |  | a) | 375mm |  |  |  | 0 | 0 | 0 | 0 | 0 | 0 | 0
6 | 1 | 1 | 1 |  | i) | Pre-lining Cleaning |  | m | 72 | 0 | 0 | 0 | 0 | 0 | 0 | 10
6 | 1 | 1 | 2 |  | ii) | Warranty Cleaning |  | m | 72 | 0 | 0 | 0 | 0 | 0 | 0 | 10
6 | 2 | 0 | 0 | F. | 2 | Sewer Inspection | E2 & CW 2145 |  |  | 0 | 0 | 0 | 0 | 0 | 0 | 0
6 | 2 | 1 | 0 |  | a) | 375mm |  |  |  | 0 | 0 | 0 | 0 | 0 | 0 | 0
6 | 2 | 1 | 1 |  | i) | Pre-lining Inspection |  | m | 72 | 0 | 0 | 0 | 0 | 0 | 0 | 0
6 | 2 | 1 | 2 |  | ii) | Post Lining Inspection |  | m | 72 | 0 | 0 | 0 | 0 | 0 | 0 | 0
6 | 2 | 1 | 3 |  | iii) | Warranty Inspection |  | m | 72 | 0 | 0 | 0 | 0 | 0 | 0 | 0
6 | 3 | 0 | 0 | F. | 3 | Flow Control | E2 | each | 1 | 0 | 0 | 0 | 0 | 0 | 0 | 0
6 | 4 | 0 | 0 | F. | 4 | Full Segment CIPP | E2 |  |  | 0 | 0 | 0 | 0 | 0 | 0 | 0
6 | 4 | 1 | 0 |  | a) | 375mm |  | m | 72 | 0 | 0 | 0 | 0 | 0 | 0 | 0
6 | 5 | 0 | 0 | F. | 5 | Reinstatement of Sewer Services | E2 | each | 15 | 0 | 0 | 0 | 0 | 0 | 0 | 0
[10 empty] | Subtotal: | 0 | 0 | 0 | 0 | 0 | 0
7 | 0 | 0 | 0 | G |  | Alverstone St (Asset No.MA20017028) - 1st MH S of Wellington Av (Asset No. MH20016013) to 2nd MH S of Wellington Av (Asset No. MH20015591) |  |  |  |  | 0 | 0 | 0 | 0 | 0
7 | 1 | 0 | 0 | G. | 1 | Sewer Cleaning | E2 & CW 2140 |  |  |  | 0 | 0 | 0 | 0 | 0 | 0
7 | 1 | 1 | 0 |  | a) | 450mm |  |  |  | 0 | 0 | 0 | 0 | 0 | 0 | 0
7 | 1 | 1 | 1 |  | i) | Pre-lining Cleaning |  | m | 94.7 | 0 | 0 | 0 | 0 | 0 | 0 | 10
7 | 1 | 1 | 2 |  | ii) | Warranty Cleaning |  | m | 94.7 | 0 | 0 | 0 | 0 | 0 | 0 | 10
7 | 2 | 0 | 0 | G. | 2 | Sewer Inspection | E2 & CW 2145 |  |  | 0 | 0 | 0 | 0 | 0 | 0 | 0
7 | 2 | 1 | 0 |  | a) | 450mm |  |  |  | 0 | 0 | 0 | 0 | 0 | 0 | 0
7 | 2 | 1 | 1 |  | i) | Pre-lining Inspection |  | m | 94.7 | 0 | 0 | 0 | 0 | 0 | 0 | 0
7 | 2 | 1 | 2 |  | ii) | Post Lining Inspection |  | m | 94.7 | 0 | 0 | 0 | 0 | 0 | 0 | 0
7 | 2 | 1 | 3 |  | iii) | Warranty Inspection |  | m | 94.7 | 0 | 0 | 0 | 0 | 0 | 0 | 0
7 | 3 | 0 | 0 | G. | 3 | Solid Debris Cutting | CW 2140 |  |  | 0 | 0 | 0 | 0 | 0 | 0 | 0
7 | 3 | 1 | 0 |  | a) | At Joints and Services |  | each | 2 | 0 | 0 | 0 | 0 | 0 | 0 | 0
7 | 4 | 0 | 0 | G. | 4 | Flow Control | E2 | each | 1 | 0 | 0 | 0 | 0 | 0 | 0 | 0
7 | 5 | 0 | 0 | G. | 5 | Full Segment CIPP | E2 |  |  | 0 | 0 | 0 | 0 | 0 | 0 | 0
7 | 5 | 1 | 0 |  | a) | 450mm |  | m | 94.7 | 0 | 0 | 0 | 0 | 0 | 0 | 0
7 | 6 | 0 | 0 | G. | 6 | Reinstatement of Sewer Services | E2 | each | 25 | 0 | 0 | 0 | 0 | 0 | 0 | 0
[10 empty] | Subtotal: | 0 | 0 | 0 | 0 | 0 | 0
8 | 0 | 0 | 0 | H |  | Alverstone St (Asset No.MA20017371) - 2nd MH S of Sargent Av (Asset No. MH20015585) to 3rd MH S of Sargent Av (Asset No. MH20015588) |  |  |  |  | 0 | 0 | 0 | 0 | 0
8 | 1 | 0 | 0 | H. | 1 | Sewer Cleaning | E2 & CW 2140 |  |  |  | 0 | 0 | 0 | 0 | 0 | 0
8 | 1 | 1 | 0 |  | a) | 300mm |  |  |  | 0 | 0 | 0 | 0 | 0 | 0 | 0
8 | 1 | 1 | 1 |  | i) | Pre-lining Cleaning |  | m | 76.8 | 0 | 0 | 0 | 0 | 0 | 0 | 10
8 | 1 | 1 | 2 |  | ii) | Warranty Cleaning |  | m | 76.8 | 0 | 0 | 0 | 0 | 0 | 0 | 10
8 | 2 | 0 | 0 | H. | 2 | Sewer Inspection | E2 & CW 2145 |  |  | 0 | 0 | 0 | 0 | 0 | 0 | 0
8 | 2 | 1 | 0 |  | a) | 300mm |  |  |  | 0 | 0 | 0 | 0 | 0 | 0 | 0
8 | 2 | 1 | 1 |  | i) | Pre-lining Inspection |  | m | 76.8 | 0 | 0 | 0 | 0 | 0 | 0 | 0
8 | 2 | 1 | 2 |  | ii) | Post Lining Inspection |  | m | 76.8 | 0 | 0 | 0 | 0 | 0 | 0 | 0
8 | 2 | 1 | 3 |  | iii) | Warranty Inspection |  | m | 76.8 | 0 | 0 | 0 | 0 | 0 | 0 | 0
8 | 3 | 0 | 0 | H. | 3 | Solid Debris Cutting | CW 2140 |  |  | 0 | 0 | 0 | 0 | 0 | 0 | 0
8 | 3 | 1 | 0 |  | a) | First 3 metres |  | each | 1 | 0 | 0 | 0 | 0 | 0 | 0 | 0
8 | 4 | 0 | 0 | H. | 4 | Additional Solid Debris Cutting | E2 | m | 6.6 | 0 | 0 | 0 | 0 | 0 | 0 | 250
8 | 5 | 0 | 0 | H. | 5 | Remove Intruding Sewer Services | E2 | each | 1 | 0 | 0 | 0 | 0 | 0 | 0 | 0
8 | 6 | 0 | 0 | H. | 6 | Flow Control | E2 | each | 1 | 0 | 0 | 0 | 0 | 0 | 0 | 0
8 | 7 | 0 | 0 | H. | 7 | Full Segment CIPP | E2 |  |  | 0 | 0 | 0 | 0 | 0 | 0 | 0
8 | 7 | 1 | 0 |  | a) | 300mm |  | m | 76.8 | 0 | 0 | 0 | 0 | 0 | 0 | 0
8 | 8 | 0 | 0 | H. | 8 | Reinstatement of Sewer Services | E2 | each | 18 | 0 | 0 | 0 | 0 | 0 | 0 | 0
[10 empty] | Subtotal: | 0 | 0 | 0 | 0 | 0 | 0
9 | 0 | 0 | 0 | I |  | Arlington St (Asset No.MA20013891) - 1st MH S of Wolseley Av (Asset No. MH20012592) to MH at Wolseley Av (Asset No. MH20012599) |  |  |  |  | 0 | 0 | 0 | 0 | 0
9 | 1 | 0 | 0 | I. | 1 | Sewer Cleaning | E2 & CW 2140 |  |  |  | 0 | 0 | 0 | 0 | 0 | 0
9 | 1 | 1 | 0 |  | a) | 300mm |  |  |  | 0 | 0 | 0 | 0 | 0 | 0 | 0
9 | 1 | 1 | 1 |  | i) | Pre-lining Cleaning |  | m | 91.4 | 0 | 0 | 0 | 0 | 0 | 0 | 10
9 | 1 | 1 | 2 |  | ii) | Warranty Cleaning |  | m | 91.4 | 0 | 0 | 0 | 0 | 0 | 0 | 10
9 | 2 | 0 | 0 | I. | 2 | Sewer Inspection | E2 & CW 2145 |  |  | 0 | 0 | 0 | 0 | 0 | 0 | 0
9 | 2 | 1 | 0 |  | a) | 300mm |  |  |  | 0 | 0 | 0 | 0 | 0 | 0 | 0
9 | 2 | 1 | 1 |  | i) | Pre-lining Inspection |  | m | 91.4 | 0 | 0 | 0 | 0 | 0 | 0 | 0
9 | 2 | 1 | 2 |  | ii) | Post Lining Inspection |  | m | 91.4 | 0 | 0 | 0 | 0 | 0 | 0 | 0
9 | 2 | 1 | 3 |  | iii) | Warranty Inspection |  | m | 91.4 | 0 | 0 | 0 | 0 | 0 | 0 | 0
9 | 3 | 0 | 0 | I. | 3 | Remove Intruding Sewer Services | E2 | each | 7 | 0 | 0 | 0 | 0 | 0 | 0 | 0
9 | 4 | 0 | 0 | I. | 4 | Flow Control | E2 | each | 1 | 0 | 0 | 0 | 0 | 0 | 0 | 0
9 | 5 | 0 | 0 | I. | 5 | Full Segment CIPP | E2 |  |  | 0 | 0 | 0 | 0 | 0 | 0 | 0
9 | 5 | 1 | 0 |  | a) | 300mm |  | m | 91.4 | 0 | 0 | 0 | 0 | 0 | 0 | 0
9 | 6 | 0 | 0 | I. | 6 | Reinstatement of Sewer Services | E2 | each | 19 | 0 | 0 | 0 | 0 | 0 | 0 | 0
[10 empty] | Subtotal: | 0 | 0 | 0 | 0 | 0 | 0
10 | 0 | 0 | 0 | J |  | Arlington St (Asset No.MA70028978) - MH at Preston Av (Asset No. MH70010617) to 1st MH S of Preston Av (Asset No. MH20013624) |  |  |  |  | 0 | 0 | 0 | 0 | 0
10 | 1 | 0 | 0 | J. | 1 | Sewer Cleaning | E2 & CW 2140 |  |  |  | 0 | 0 | 0 | 0 | 0 | 0
10 | 1 | 1 | 0 |  | a) | 375mm |  |  |  | 0 | 0 | 0 | 0 | 0 | 0 | 0
10 | 1 | 1 | 1 |  | i) | Pre-lining Cleaning |  | m | 117.7 | 0 | 0 | 0 | 0 | 0 | 0 | 10
10 | 1 | 1 | 2 |  | ii) | Warranty Cleaning |  | m | 117.7 | 0 | 0 | 0 | 0 | 0 | 0 | 10
10 | 2 | 0 | 0 | J. | 2 | Sewer Inspection | E2 & CW 2145 |  |  | 0 | 0 | 0 | 0 | 0 | 0 | 0
10 | 2 | 1 | 0 |  | a) | 375mm |  |  |  | 0 | 0 | 0 | 0 | 0 | 0 | 0
10 | 2 | 1 | 1 |  | i) | Pre-lining Inspection |  | m | 117.7 | 0 | 0 | 0 | 0 | 0 | 0 | 0
10 | 2 | 1 | 2 |  | ii) | Post Lining Inspection |  | m | 117.7 | 0 | 0 | 0 | 0 | 0 | 0 | 0
10 | 2 | 1 | 3 |  | iii) | Warranty Inspection |  | m | 117.7 | 0 | 0 | 0 | 0 | 0 | 0 | 0
10 | 3 | 0 | 0 | J. | 3 | Remove Intruding Sewer Services | E2 | each | 6 | 0 | 0 | 0 | 0 | 0 | 0 | 0
10 | 4 | 0 | 0 | J. | 4 | Flow Control | E2 | each | 1 | 0 | 0 | 0 | 0 | 0 | 0 | 0
10 | 5 | 0 | 0 | J. | 5 | Full Segment CIPP | E2 |  |  | 0 | 0 | 0 | 0 | 0 | 0 | 0
10 | 5 | 1 | 0 |  | a) | 375mm |  | m | 117.7 | 0 | 0 | 0 | 0 | 0 | 0 | 0
10 | 6 | 0 | 0 | J. | 6 | Reinstatement of Sewer Services | E2 | each | 20 | 0 | 0 | 0 | 0 | 0 | 0 | 0
[10 empty] | Subtotal: | 0 | 0 | 0 | 0 | 0 | 0
11 | 0 | 0 | 0 | K |  | Assiniboine Av (Asset No.MA70019339) - MH at Parkside (W. Curb) (Asset No. MH70007104) to MH at Parkside (E. Curb) (Asset No. MH70005140) |  |  |  |  | 0 | 0 | 0 | 0 | 0
11 | 1 | 0 | 0 | K. | 1 | Sewer Cleaning | E2 & CW 2140 |  |  | 0 | 0 | 0 | 0 | 0 | 0 | 0
11 | 1 | 1 | 0 |  | a) | 600mm |  |  |  | 0 | 0 | 0 | 0 | 0 | 0 | 0
11 | 1 | 1 | 1 |  | i) | Pre-lining Cleaning |  | m | 5.7 | 0 | 0 | 0 | 0 | 0 | 0 | 10
11 | 1 | 1 | 2 |  | ii) | Warranty Cleaning |  | m | 5.7 | 0 | 0 | 0 | 0 | 0 | 0 | 10
11 | 2 | 0 | 0 | K. | 2 | Sewer Inspection | E2 & CW 2145 |  |  | 0 | 0 | 0 | 0 | 0 | 0 | 0
11 | 2 | 1 | 0 |  | a) | 600mm |  |  |  | 0 | 0 | 0 | 0 | 0 | 0 | 0
11 | 2 | 1 | 1 |  | i) | Pre-lining Inspection |  | m | 5.7 | 0 | 0 | 0 | 0 | 0 | 0 | 0
11 | 2 | 1 | 2 |  | ii) | Post Lining Inspection |  | m | 5.7 | 0 | 0 | 0 | 0 | 0 | 0 | 0
11 | 2 | 1 | 3 |  | iii) | Warranty Inspection |  | m | 5.7 | 0 | 0 | 0 | 0 | 0 | 0 | 0
11 | 3 | 0 | 0 | K. | 3 | Remove Intruding Sewer Services | E2 | each | 1 | 0 | 0 | 0 | 0 | 0 | 0 | 0
11 | 4 | 0 | 0 | K. | 4 | Flow Control | E2 | each | 1 | 0 | 0 | 0 | 0 | 0 | 0 | 0
11 | 5 | 0 | 0 | K. | 5 | Full Segment CIPP | E2 |  |  | 0 | 0 | 0 | 0 | 0 | 0 | 0
11 | 5 | 1 | 0 |  | a) | 600mm |  | m | 5.7 | 0 | 0 | 0 | 0 | 0 | 0 | 0
11 | 6 | 0 | 0 | K. | 6 | Reinstatement of Sewer Services | E2 | each | 1 | 0 | 0 | 0 | 0 | 0 | 0 | 0
[10 empty] | Subtotal: | 0 | 0 | 0 | 0 | 0 | 0
12 | 0 | 0 | 0 | L |  | Balmoral St (Asset No.MA70000491) - 2nd MH N of Broadway Av (Asset No. MH70000252) to 1st MH N of Broadway Av (Asset No. MH20013373) |  |  |  |  | 0 | 0 | 0 | 0 | 0
12 | 1 | 0 | 0 | L. | 1 | Sewer Cleaning | E2 & CW 2140 |  |  | 0 | 0 | 0 | 0 | 0 | 0 | 0
12 | 1 | 1 | 0 |  | a) | 300mm |  |  |  | 0 | 0 | 0 | 0 | 0 | 0 | 0
12 | 1 | 1 | 1 |  | i) | Pre-lining Cleaning |  | m | 83.2 | 0 | 0 | 0 | 0 | 0 | 0 | 10
12 | 1 | 1 | 2 |  | ii) | Warranty Cleaning |  | m | 83.2 | 0 | 0 | 0 | 0 | 0 | 0 | 10
12 | 2 | 0 | 0 | L. | 2 | Sewer Inspection | E2 & CW 2145 |  |  | 0 | 0 | 0 | 0 | 0 | 0 | 0
12 | 2 | 1 | 0 |  | a) | 300mm |  |  |  | 0 | 0 | 0 | 0 | 0 | 0 | 0
12 | 2 | 1 | 1 |  | i) | Pre-lining Inspection |  | m | 83.2 | 0 | 0 | 0 | 0 | 0 | 0 | 0
12 | 2 | 1 | 2 |  | ii) | Post Lining Inspection |  | m | 83.2 | 0 | 0 | 0 | 0 | 0 | 0 | 0
12 | 2 | 1 | 3 |  | iii) | Warranty Inspection |  | m | 83.2 | 0 | 0 | 0 | 0 | 0 | 0 | 0
12 | 3 | 0 | 0 | L. | 3 | Solid Debris Cutting | CW 2140 |  |  | 0 | 0 | 0 | 0 | 0 | 0 | 0
12 | 3 | 1 | 0 |  | a) | At Joints and Services |  | each | 1 | 0 | 0 | 0 | 0 | 0 | 0 | 0
12 | 4 | 0 | 0 | L. | 4 | Remove Intruding Sewer Services | E2 | each | 2 | 0 | 0 | 0 | 0 | 0 | 0 | 0
12 | 5 | 0 | 0 | L. | 5 | Flow Control | E2 | each | 1 | 0 | 0 | 0 | 0 | 0 | 0 | 0
12 | 6 | 0 | 0 | L. | 6 | Full Segment CIPP | E2 |  |  | 0 | 0 | 0 | 0 | 0 | 0 | 0
12 | 6 | 1 | 0 |  | a) | 300mm |  | m | 83.2 | 0 | 0 | 0 | 0 | 0 | 0 | 0
12 | 7 | 0 | 0 | L. | 7 | Reinstatement of Sewer Services | E2 | each | 17 | 0 | 0 | 0 | 0 | 0 | 0 | 0
[10 empty] | Subtotal: | 0 | 0 | 0 | 0 | 0 | 0
13 | 0 | 0 | 0 | M |  | Balmoral St (Asset No.MA20017655) - MH at Mostyn Pl (Asset No. MH20013147) to 1st MH N of Mostyn Pl (Asset No. MH20013142) |  |  |  |  | 0 | 0 | 0 | 0 | 0
13 | 1 | 0 | 0 | M. | 1 | Sewer Cleaning | E2 & CW 2140 |  |  | 0 | 0 | 0 | 0 | 0 | 0 | 0
13 | 1 | 1 | 0 |  | a) | 300mm |  |  |  | 0 | 0 | 0 | 0 | 0 | 0 | 0
13 | 1 | 1 | 1 |  | i) | Pre-lining Cleaning |  | m | 30.1 | 0 | 0 | 0 | 0 | 0 | 0 | 10
13 | 1 | 1 | 2 |  | ii) | Warranty Cleaning |  | m | 30.1 | 0 | 0 | 0 | 0 | 0 | 0 | 10
13 | 2 | 0 | 0 | M. | 2 | Sewer Inspection | E2 & CW 2145 |  |  | 0 | 0 | 0 | 0 | 0 | 0 | 0
13 | 2 | 1 | 0 |  | a) | 300mm |  |  |  | 0 | 0 | 0 | 0 | 0 | 0 | 0
13 | 2 | 1 | 1 |  | i) | Pre-lining Inspection |  | m | 30.1 | 0 | 0 | 0 | 0 | 0 | 0 | 0
13 | 2 | 1 | 2 |  | ii) | Post Lining Inspection |  | m | 30.1 | 0 | 0 | 0 | 0 | 0 | 0 | 0
13 | 2 | 1 | 3 |  | iii) | Warranty Inspection |  | m | 30.1 | 0 | 0 | 0 | 0 | 0 | 0 | 0
13 | 3 | 0 | 0 | M. | 3 | Solid Debris Cutting | CW 2140 |  |  | 0 | 0 | 0 | 0 | 0 | 0 | 0
13 | 3 | 1 | 0 |  | a) | At Joints and Services |  | each | 1 | 0 | 0 | 0 | 0 | 0 | 0 | 0
13 | 4 | 0 | 0 | M. | 4 | Remove Intruding Sewer Services | E2 | each | 1 | 0 | 0 | 0 | 0 | 0 | 0 | 0
13 | 5 | 0 | 0 | M. | 5 | Flow Control | E2 | each | 1 | 0 | 0 | 0 | 0 | 0 | 0 | 0
13 | 6 | 0 | 0 | M. | 6 | Full Segment CIPP | E2 |  |  | 0 | 0 | 0 | 0 | 0 | 0 | 0
13 | 6 | 1 | 0 |  | a) | 300mm |  | m | 30.1 | 0 | 0 | 0 | 0 | 0 | 0 | 0
13 | 7 | 0 | 0 | M. | 7 | Reinstatement of Sewer Services | E2 | each | 4 | 0 | 0 | 0 | 0 | 0 | 0 | 0
[10 empty] | Subtotal: | 0 | 0 | 0 | 0 | 0 | 0
14 | 0 | 0 | 0 | N |  | Balmoral St (Asset No.MA20017656) - 1st MH N of Mostyn Pl (Asset No. MH20013142) to 2nd MH N of Mostyn Pl (Asset No. MH20013242) |  |  |  |  | 0 | 0 | 0 | 0 | 0
14 | 1 | 0 | 0 | N. | 1 | Sewer Cleaning | E2 & CW 2140 |  |  | 0 | 0 | 0 | 0 | 0 | 0 | 0
14 | 1 | 1 | 0 |  | a) | 300mm |  |  |  | 0 | 0 | 0 | 0 | 0 | 0 | 0
14 | 1 | 1 | 1 |  | i) | Pre-lining Cleaning |  | m | 31.5 | 0 | 0 | 0 | 0 | 0 | 0 | 10
14 | 1 | 1 | 2 |  | ii) | Warranty Cleaning |  | m | 31.5 | 0 | 0 | 0 | 0 | 0 | 0 | 10
14 | 2 | 0 | 0 | N. | 2 | Sewer Inspection | E2 & CW 2145 |  |  | 0 | 0 | 0 | 0 | 0 | 0 | 0
14 | 2 | 1 | 0 |  | a) | 300mm |  |  |  | 0 | 0 | 0 | 0 | 0 | 0 | 0
14 | 2 | 1 | 1 |  | i) | Pre-lining Inspection |  | m | 31.5 | 0 | 0 | 0 | 0 | 0 | 0 | 0
14 | 2 | 1 | 2 |  | ii) | Post Lining Inspection |  | m | 31.5 | 0 | 0 | 0 | 0 | 0 | 0 | 0
14 | 2 | 1 | 3 |  | iii) | Warranty Inspection |  | m | 31.5 | 0 | 0 | 0 | 0 | 0 | 0 | 0
14 | 3 | 0 | 0 | N. | 3 | Remove Intruding Sewer Services | E2 | each | 1 | 0 | 0 | 0 | 0 | 0 | 0 | 0
14 | 4 | 0 | 0 | N. | 4 | Flow Control | E2 | each | 1 | 0 | 0 | 0 | 0 | 0 | 0 | 0
14 | 5 | 0 | 0 | N. | 5 | Full Segment CIPP | E2 |  |  | 0 | 0 | 0 | 0 | 0 | 0 | 0
14 | 5 | 1 | 0 |  | a) | 300mm |  | m | 31.5 | 0 | 0 | 0 | 0 | 0 | 0 | 0
14 | 6 | 0 | 0 | N. | 6 | Reinstatement of Sewer Services | E2 | each | 3 | 0 | 0 | 0 | 0 | 0 | 0 | 0
[10 empty] | Subtotal: | 0 | 0 | 0 | 0 | 0 | 0
15 | 0 | 0 | 0 | O |  | Balmoral St (Asset No.MA20014544) - MH at Mostyn Pl (Asset No. MH20013147) to 1st MH S of Mostyn Pl (Asset No. MH20013136) |  |  |  |  | 0 | 0 | 0 | 0 | 0
15 | 1 | 0 | 0 | O. | 1 | Sewer Cleaning | E2 & CW 2140 |  |  | 0 | 0 | 0 | 0 | 0 | 0 | 0
15 | 1 | 1 | 0 |  | a) | 300mm |  |  |  | 0 | 0 | 0 | 0 | 0 | 0 | 0
15 | 1 | 1 | 1 |  | i) | Pre-lining Cleaning |  | m | 41.8 | 0 | 0 | 0 | 0 | 0 | 0 | 10
15 | 1 | 1 | 2 |  | ii) | Warranty Cleaning |  | m | 41.8 | 0 | 0 | 0 | 0 | 0 | 0 | 10
15 | 2 | 0 | 0 | O. | 2 | Sewer Inspection | E2 & CW 2145 |  |  | 0 | 0 | 0 | 0 | 0 | 0 | 0
15 | 2 | 1 | 0 |  | a) | 300mm |  |  |  | 0 | 0 | 0 | 0 | 0 | 0 | 0
15 | 2 | 1 | 1 |  | i) | Pre-lining Inspection |  | m | 41.8 | 0 | 0 | 0 | 0 | 0 | 0 | 0
15 | 2 | 1 | 2 |  | ii) | Post Lining Inspection |  | m | 41.8 | 0 | 0 | 0 | 0 | 0 | 0 | 0
15 | 2 | 1 | 3 |  | iii) | Warranty Inspection |  | m | 41.8 | 0 | 0 | 0 | 0 | 0 | 0 | 0
15 | 3 | 0 | 0 | O. | 3 | Solid Debris Cutting | CW 2140 |  |  | 0 | 0 | 0 | 0 | 0 | 0 | 0
15 | 3 | 1 | 0 |  | a) | At Joints and Services |  | each | 1 | 0 | 0 | 0 | 0 | 0 | 0 | 0
15 | 4 | 0 | 0 | O. | 4 | Remove Intruding Sewer Services | E2 | each | 5 | 0 | 0 | 0 | 0 | 0 | 0 | 0
15 | 5 | 0 | 0 | O. | 5 | Flow Control | E2 | each | 1 | 0 | 0 | 0 | 0 | 0 | 0 | 0
15 | 6 | 0 | 0 | O. | 6 | Full Segment CIPP | E2 |  |  | 0 | 0 | 0 | 0 | 0 | 0 | 0
15 | 6 | 1 | 0 |  | a) | 300mm |  | m | 41.8 | 0 | 0 | 0 | 0 | 0 | 0 | 0
15 | 7 | 0 | 0 | O. | 7 | Reinstatement of Sewer Services | E2 | each | 11 | 0 | 0 | 0 | 0 | 0 | 0 | 0
[10 empty] | Subtotal: | 0 | 0 | 0 | 0 | 0 | 0
16 | 0 | 0 | 0 | P |  | Boyd (Asset No.MA00015213) - 1st MH E of Salter St (Asset No. MH00013576) to MH at Aikins St (Asset No. MH00013544) |  |  |  |  | 0 | 0 | 0 | 0 | 0
16 | 1 | 0 | 0 | P. | 1 | Sewer Cleaning | E2 & CW 2140 |  |  | 0 | 0 | 0 | 0 | 0 | 0 | 0
16 | 1 | 1 | 0 |  | a) | 300mm |  |  |  | 0 | 0 | 0 | 0 | 0 | 0 | 0
16 | 1 | 1 | 1 |  | i) | Pre-lining Cleaning |  | m | 100.5 | 0 | 0 | 0 | 0 | 0 | 0 | 10
16 | 1 | 1 | 2 |  | ii) | Warranty Cleaning |  | m | 100.5 | 0 | 0 | 0 | 0 | 0 | 0 | 10
16 | 2 | 0 | 0 | P. | 2 | Sewer Inspection | E2 & CW 2145 |  |  | 0 | 0 | 0 | 0 | 0 | 0 | 0
16 | 2 | 1 | 0 |  | a) | 300mm |  |  |  | 0 | 0 | 0 | 0 | 0 | 0 | 0
16 | 2 | 1 | 1 |  | i) | Pre-lining Inspection |  | m | 100.5 | 0 | 0 | 0 | 0 | 0 | 0 | 0
16 | 2 | 1 | 2 |  | ii) | Post Lining Inspection |  | m | 100.5 | 0 | 0 | 0 | 0 | 0 | 0 | 0
16 | 2 | 1 | 3 |  | iii) | Warranty Inspection |  | m | 100.5 | 0 | 0 | 0 | 0 | 0 | 0 | 0
16 | 3 | 0 | 0 | P. | 3 | Remove Intruding Sewer Services | E2 | each | 5 | 0 | 0 | 0 | 0 | 0 | 0 | 0
16 | 4 | 0 | 0 | P. | 4 | Flow Control | E2 | each | 1 | 0 | 0 | 0 | 0 | 0 | 0 | 0
16 | 5 | 0 | 0 | P. | 5 | Full Segment CIPP | E2 |  |  | 0 | 0 | 0 | 0 | 0 | 0 | 0
16 | 5 | 1 | 0 |  | a) | 300mm |  | m | 100.5 | 0 | 0 | 0 | 0 | 0 | 0 | 0
16 | 6 | 0 | 0 | P. | 6 | Reinstatement of Sewer Services | E2 | each | 20 | 0 | 0 | 0 | 0 | 0 | 0 | 0
[10 empty] | Subtotal: | 0 | 0 | 0 | 0 | 0 | 0
17 | 0 | 0 | 0 | Q |  | Burrows Av (Asset No.MA00014541) - 1st MH W of McKenzie St (Asset No. MH00012986) to MH at McKenzie St (Asset No. MH00012958) |  |  |  |  | 0 | 0 | 0 | 0 | 0
17 | 1 | 0 | 0 | Q. | 1 | Sewer Cleaning | E2 & CW 2140 |  |  | 0 | 0 | 0 | 0 | 0 | 0 | 0
17 | 1 | 1 | 0 |  | a) | 300mm |  |  |  | 0 | 0 | 0 | 0 | 0 | 0 | 0
17 | 1 | 1 | 1 |  | i) | Pre-lining Cleaning |  | m | 86.8 | 0 | 0 | 0 | 0 | 0 | 0 | 10
17 | 1 | 1 | 2 |  | ii) | Warranty Cleaning |  | m | 86.8 | 0 | 0 | 0 | 0 | 0 | 0 | 10
17 | 2 | 0 | 0 | Q. | 2 | Sewer Inspection | E2 & CW 2145 |  |  | 0 | 0 | 0 | 0 | 0 | 0 | 0
17 | 2 | 1 | 0 |  | a) | 300mm |  |  |  | 0 | 0 | 0 | 0 | 0 | 0 | 0
17 | 2 | 1 | 1 |  | i) | Pre-lining Inspection |  | m | 86.8 | 0 | 0 | 0 | 0 | 0 | 0 | 0
17 | 2 | 1 | 2 |  | ii) | Post Lining Inspection |  | m | 86.8 | 0 | 0 | 0 | 0 | 0 | 0 | 0
17 | 2 | 1 | 3 |  | iii) | Warranty Inspection |  | m | 86.8 | 0 | 0 | 0 | 0 | 0 | 0 | 0
17 | 3 | 0 | 0 | Q. | 3 | Solid Debris Cutting | CW 2140 |  |  | 0 | 0 | 0 | 0 | 0 | 0 | 0
17 | 3 | 1 | 0 |  | a) | First 3 metres |  | each | 1 | 0 | 0 | 0 | 0 | 0 | 0 | 0
17 | 3 | 2 | 0 |  | b) | At Joints and Services |  | each | 8 | 0 | 0 | 0 | 0 | 0 | 0 | 0
17 | 4 | 0 | 0 | Q. | 4 | Additional Solid Debris Cutting | E2 | m | 6.2 | 0 | 0 | 0 | 0 | 0 | 0 | 250
17 | 5 | 0 | 0 | Q. | 5 | Remove Intruding Sewer Services | E2 | each | 1 | 0 | 0 | 0 | 0 | 0 | 0 | 0
17 | 6 | 0 | 0 | Q. | 6 | Flow Control | E2 | each | 1 | 0 | 0 | 0 | 0 | 0 | 0 | 0
17 | 7 | 0 | 0 | Q. | 7 | Full Segment CIPP | E2 |  |  | 0 | 0 | 0 | 0 | 0 | 0 | 0
17 | 7 | 1 | 0 |  | a) | 300mm |  | m | 86.8 | 0 | 0 | 0 | 0 | 0 | 0 | 0
17 | 8 | 0 | 0 | Q. | 8 | Reinstatement of Sewer Services | E2 | each | 18 | 0 | 0 | 0 | 0 | 0 | 0 | 0
[10 empty] | Subtotal: | 0 | 0 | 0 | 0 | 0 | 0
18 | 0 | 0 | 0 | R |  | Burrows Av (Asset No.MA70012752) - 1st MH W of Parr St (Asset No. MH00013024) to MH at Parr St WPL (Asset No. MH70006349) |  |  |  |  | 0 | 0 | 0 | 0 | 0
18 | 1 | 0 | 0 | R. | 1 | Sewer Cleaning | E2 & CW 2140 |  |  | 0 | 0 | 0 | 0 | 0 | 0 | 0
18 | 1 | 1 | 0 |  | a) | 450mm |  |  |  | 0 | 0 | 0 | 0 | 0 | 0 | 0
18 | 1 | 1 | 1 |  | i) | Pre-lining Cleaning |  | m | 93.4 | 0 | 0 | 0 | 0 | 0 | 0 | 10
18 | 1 | 1 | 2 |  | ii) | Warranty Cleaning |  | m | 93.4 | 0 | 0 | 0 | 0 | 0 | 0 | 10
18 | 2 | 0 | 0 | R. | 2 | Sewer Inspection | E2 & CW 2145 |  |  | 0 | 0 | 0 | 0 | 0 | 0 | 0
18 | 2 | 1 | 0 |  | a) | 450mm |  |  |  | 0 | 0 | 0 | 0 | 0 | 0 | 0
18 | 2 | 1 | 1 |  | i) | Pre-lining Inspection |  | m | 93.4 | 0 | 0 | 0 | 0 | 0 | 0 | 0
18 | 2 | 1 | 2 |  | ii) | Post Lining Inspection |  | m | 93.4 | 0 | 0 | 0 | 0 | 0 | 0 | 0
18 | 2 | 1 | 3 |  | iii) | Warranty Inspection |  | m | 93.4 | 0 | 0 | 0 | 0 | 0 | 0 | 0
18 | 3 | 0 | 0 | R. | 3 | Solid Debris Cutting | CW 2140 |  |  | 0 | 0 | 0 | 0 | 0 | 0 | 0
18 | 3 | 1 | 0 |  | a) | At Joints and Services |  | each | 20 | 0 | 0 | 0 | 0 | 0 | 0 | 0
18 | 4 | 0 | 0 | R. | 4 | Remove Intruding Sewer Services | E2 | each | 1 | 0 | 0 | 0 | 0 | 0 | 0 | 0
18 | 5 | 0 | 0 | R. | 5 | Flow Control | E2 | each | 1 | 0 | 0 | 0 | 0 | 0 | 0 | 0
18 | 6 | 0 | 0 | R. | 6 | Full Segment CIPP | E2 |  |  | 0 | 0 | 0 | 0 | 0 | 0 | 0
18 | 6 | 1 | 0 |  | a) | 450mm |  | m | 93.4 | 0 | 0 | 0 | 0 | 0 | 0 | 0
18 | 7 | 0 | 0 | R. | 7 | Reinstatement of Sewer Services | E2 | each | 18 | 0 | 0 | 0 | 0 | 0 | 0 | 0
[10 empty] | Subtotal: | 0 | 0 | 0 | 0 | 0 | 0
19 | 0 | 0 | 0 | S |  | Canara St (Asset No.MA20013951) - MH at Wolseley (Asset No. MH20012639) to 1st MH W of Wolseley (Asset No. MH20012617) |  |  |  |  | 0 | 0 | 0 | 0 | 0
19 | 1 | 0 | 0 | S. | 1 | Sewer Cleaning | E2 & CW 2140 |  |  | 0 | 0 | 0 | 0 | 0 | 0 | 0
19 | 1 | 1 | 0 |  | a) | 300mm |  |  |  | 0 | 0 | 0 | 0 | 0 | 0 | 0
19 | 1 | 1 | 1 |  | i) | Pre-lining Cleaning |  | m | 94.3 | 0 | 0 | 0 | 0 | 0 | 0 | 10
19 | 1 | 1 | 2 |  | ii) | Warranty Cleaning |  | m | 94.3 | 0 | 0 | 0 | 0 | 0 | 0 | 10
19 | 2 | 0 | 0 | S. | 2 | Sewer Inspection | E2 & CW 2145 |  |  | 0 | 0 | 0 | 0 | 0 | 0 | 0
19 | 2 | 1 | 0 |  | a) | 300mm |  |  |  | 0 | 0 | 0 | 0 | 0 | 0 | 0
19 | 2 | 1 | 1 |  | i) | Pre-lining Inspection |  | m | 94.3 | 0 | 0 | 0 | 0 | 0 | 0 | 0
19 | 2 | 1 | 2 |  | ii) | Post Lining Inspection |  | m | 94.3 | 0 | 0 | 0 | 0 | 0 | 0 | 0
19 | 2 | 1 | 3 |  | iii) | Warranty Inspection |  | m | 94.3 | 0 | 0 | 0 | 0 | 0 | 0 | 0
19 | 3 | 0 | 0 | S. | 3 | Remove Intruding Sewer Services | E2 | each | 1 | 0 | 0 | 0 | 0 | 0 | 0 | 0
19 | 4 | 0 | 0 | S. | 4 | Flow Control | E2 | each | 1 | 0 | 0 | 0 | 0 | 0 | 0 | 0
19 | 5 | 0 | 0 | S. | 5 | Full Segment CIPP | E2 |  |  | 0 | 0 | 0 | 0 | 0 | 0 | 0
19 | 5 | 1 | 0 |  | a) | 300mm |  | m | 94.3 | 0 | 0 | 0 | 0 | 0 | 0 | 0
19 | 6 | 0 | 0 | S. | 6 | Reinstatement of Sewer Services | E2 | each | 12 | 0 | 0 | 0 | 0 | 0 | 0 | 0
[10 empty] | Subtotal: | 0 | 0 | 0 | 0 | 0 | 0
20 | 0 | 0 | 0 | T |  | Charles St (Asset No.MA00013216) - MH at Sutherland Av (Asset No. MH00011793) to MH at Jarvis Av (Asset No. MH00011827) |  |  |  |  | 0 | 0 | 0 | 0 | 0
20 | 1 | 0 | 0 | T. | 1 | Sewer Cleaning | E2 & CW 2140 |  |  | 0 | 0 | 0 | 0 | 0 | 0 | 0
20 | 1 | 1 | 0 |  | a) | 600mm |  |  |  | 0 | 0 | 0 | 0 | 0 | 0 | 0
20 | 1 | 1 | 1 |  | i) | Pre-lining Cleaning |  | m | 123.2 | 0 | 0 | 0 | 0 | 0 | 0 | 10
20 | 1 | 1 | 2 |  | ii) | Warranty Cleaning |  | m | 123.2 | 0 | 0 | 0 | 0 | 0 | 0 | 10
20 | 2 | 0 | 0 | T. | 2 | Sewer Inspection | E2 & CW 2145 |  |  | 0 | 0 | 0 | 0 | 0 | 0 | 0
20 | 2 | 1 | 0 |  | a) | 600mm |  |  |  | 0 | 0 | 0 | 0 | 0 | 0 | 0
20 | 2 | 1 | 1 |  | i) | Pre-lining Inspection |  | m | 123.2 | 0 | 0 | 0 | 0 | 0 | 0 | 0
20 | 2 | 1 | 2 |  | ii) | Post Lining Inspection |  | m | 123.2 | 0 | 0 | 0 | 0 | 0 | 0 | 0
20 | 2 | 1 | 3 |  | iii) | Warranty Inspection |  | m | 123.2 | 0 | 0 | 0 | 0 | 0 | 0 | 0
20 | 3 | 0 | 0 | T. | 3 | Solid Debris Cutting | CW 2140 |  |  | 0 | 0 | 0 | 0 | 0 | 0 | 0
20 | 3 | 1 | 0 |  | a) | First 3 metres |  | each | 1 | 0 | 0 | 0 | 0 | 0 | 0 | 0
20 | 3 | 2 | 0 |  | b) | At Joints and Services |  | each | 3 | 0 | 0 | 0 | 0 | 0 | 0 | 0
20 | 4 | 0 | 0 | T. | 4 | Additional Solid Debris Cutting | E2 | m | 3.8 | 0 | 0 | 0 | 0 | 0 | 0 | 250
20 | 5 | 0 | 0 | T. | 5 | Remove Intruding Sewer Services | E2 | each | 1 | 0 | 0 | 0 | 0 | 0 | 0 | 0
20 | 6 | 0 | 0 | T. | 6 | Flow Control | E2 | each | 1 | 0 | 0 | 0 | 0 | 0 | 0 | 0
20 | 7 | 0 | 0 | T. | 7 | Full Segment CIPP | E2 |  |  | 0 | 0 | 0 | 0 | 0 | 0 | 0
20 | 7 | 1 | 0 |  | a) | 600mm |  | m | 123.2 | 0 | 0 | 0 | 0 | 0 | 0 | 0
20 | 8 | 0 | 0 | T. | 8 | Reinstatement of Sewer Services | E2 | each | 18 | 0 | 0 | 0 | 0 | 0 | 0 | 0
[10 empty] | Subtotal: | 0 | 0 | 0 | 0 | 0 | 0
21 | 0 | 0 | 0 | U |  | Chestnut St (Asset No.MA20013971) - 2nd MH S of Westminster Av (Asset No. MH20012656) to 1st MH S of Westminster Av (Asset No. MH20013553) |  |  |  |  | 0 | 0 | 0 | 0 | 0
21 | 1 | 0 | 0 | U. | 1 | Sewer Cleaning | E2 & CW 2140 |  |  | 0 | 0 | 0 | 0 | 0 | 0 | 0
21 | 1 | 1 | 0 |  | a) | 300mm |  |  |  | 0 | 0 | 0 | 0 | 0 | 0 | 0
21 | 1 | 1 | 1 |  | i) | Pre-lining Cleaning |  | m | 84.9 | 0 | 0 | 0 | 0 | 0 | 0 | 10
21 | 1 | 1 | 2 |  | ii) | Warranty Cleaning |  | m | 84.9 | 0 | 0 | 0 | 0 | 0 | 0 | 10
21 | 2 | 0 | 0 | U. | 2 | Sewer Inspection | E2 & CW 2145 |  |  | 0 | 0 | 0 | 0 | 0 | 0 | 0
21 | 2 | 1 | 0 |  | a) | 300mm |  |  |  | 0 | 0 | 0 | 0 | 0 | 0 | 0
21 | 2 | 1 | 1 |  | i) | Pre-lining Inspection |  | m | 84.9 | 0 | 0 | 0 | 0 | 0 | 0 | 0
21 | 2 | 1 | 2 |  | ii) | Post Lining Inspection |  | m | 84.9 | 0 | 0 | 0 | 0 | 0 | 0 | 0
21 | 2 | 1 | 3 |  | iii) | Warranty Inspection |  | m | 84.9 | 0 | 0 | 0 | 0 | 0 | 0 | 0
21 | 3 | 0 | 0 | U. | 3 | Remove Intruding Sewer Services | E2 | each | 4 | 0 | 0 | 0 | 0 | 0 | 0 | 0
21 | 4 | 0 | 0 | U. | 4 | Flow Control | E2 | each | 1 | 0 | 0 | 0 | 0 | 0 | 0 | 0
21 | 5 | 0 | 0 | U. | 5 | Full Segment CIPP | E2 |  |  | 0 | 0 | 0 | 0 | 0 | 0 | 0
21 | 5 | 1 | 0 |  | a) | 300mm |  | m | 84.9 | 0 | 0 | 0 | 0 | 0 | 0 | 0
21 | 6 | 0 | 0 | U. | 6 | Reinstatement of Sewer Services | E2 | each | 15 | 0 | 0 | 0 | 0 | 0 | 0 | 0
[10 empty] | Subtotal: | 0 | 0 | 0 | 0 | 0 | 0
22 | 0 | 0 | 0 | V |  | Dominion St (Asset No.MA20010196) - MH at Yarwood Av (Asset No. MH20009310) to 1st MH N of Yarwood Av (Asset No. MH20009363) |  |  |  |  | 0 | 0 | 0 | 0 | 0
22 | 1 | 0 | 0 | V. | 1 | Sewer Cleaning | E2 & CW 2140 |  |  | 0 | 0 | 0 | 0 | 0 | 0 | 0
22 | 1 | 1 | 0 |  | a) | 300mm |  |  |  | 0 | 0 | 0 | 0 | 0 | 0 | 0
22 | 1 | 1 | 1 |  | i) | Pre-lining Cleaning |  | m | 104.3 | 0 | 0 | 0 | 0 | 0 | 0 | 10
22 | 1 | 1 | 2 |  | ii) | Warranty Cleaning |  | m | 104.3 | 0 | 0 | 0 | 0 | 0 | 0 | 10
22 | 2 | 0 | 0 | V. | 2 | Sewer Inspection | E2 & CW 2145 |  |  | 0 | 0 | 0 | 0 | 0 | 0 | 0
22 | 2 | 1 | 0 |  | a) | 300mm |  |  |  | 0 | 0 | 0 | 0 | 0 | 0 | 0
22 | 2 | 1 | 1 |  | i) | Pre-lining Inspection |  | m | 104.3 | 0 | 0 | 0 | 0 | 0 | 0 | 0
22 | 2 | 1 | 2 |  | ii) | Post Lining Inspection |  | m | 104.3 | 0 | 0 | 0 | 0 | 0 | 0 | 0
22 | 2 | 1 | 3 |  | iii) | Warranty Inspection |  | m | 104.3 | 0 | 0 | 0 | 0 | 0 | 0 | 0
22 | 3 | 0 | 0 | V. | 3 | Solid Debris Cutting | CW 2140 |  |  | 0 | 0 | 0 | 0 | 0 | 0 | 0
22 | 3 | 1 | 0 |  | a) | At Joints and Services |  | each | 4 | 0 | 0 | 0 | 0 | 0 | 0 | 0
22 | 4 | 0 | 0 | V. | 4 | Flow Control | E2 | each | 1 | 0 | 0 | 0 | 0 | 0 | 0 | 0
22 | 5 | 0 | 0 | V. | 5 | Full Segment CIPP | E2 |  |  | 0 | 0 | 0 | 0 | 0 | 0 | 0
22 | 5 | 1 | 0 |  | a) | 300mm |  | m | 104.3 | 0 | 0 | 0 | 0 | 0 | 0 | 0
22 | 6 | 0 | 0 | V. | 6 | Reinstatement of Sewer Services | E2 | each | 22 | 0 | 0 | 0 | 0 | 0 | 0 | 0
22 | [9 empty] | Subtotal: | 0 | 0 | 0 | 0 | 0 | 0
23 | 0 | 0 | 0 | W |  | Dorchester Av (Asset No.MA60010519) - MH at Guelph St (Asset No. MH60008814) to 1st MH W of Harrow St (Asset No. MH60008808) |  |  |  |  | 0 | 0 | 0 | 0 | 0
23 | 1 | 0 | 0 | W. | 1 | Sewer Cleaning | E2 & CW 2140 |  |  | 0 | 0 | 0 | 0 | 0 | 0 | 0
23 | 1 | 1 | 0 |  | a) | 450mm |  |  |  | 0 | 0 | 0 | 0 | 0 | 0 | 0
23 | 1 | 1 | 1 |  | i) | Pre-lining Cleaning |  | m | 86.3 | 0 | 0 | 0 | 0 | 0 | 0 | 10
23 | 1 | 1 | 2 |  | ii) | Warranty Cleaning |  | m | 86.3 | 0 | 0 | 0 | 0 | 0 | 0 | 10
23 | 2 | 0 | 0 | W. | 2 | Sewer Inspection | E2 & CW 2145 |  |  | 0 | 0 | 0 | 0 | 0 | 0 | 0
23 | 2 | 1 | 0 |  | a) | 450mm |  |  |  | 0 | 0 | 0 | 0 | 0 | 0 | 0
23 | 2 | 1 | 1 |  | i) | Pre-lining Inspection |  | m | 86.3 | 0 | 0 | 0 | 0 | 0 | 0 | 0
23 | 2 | 1 | 2 |  | ii) | Post Lining Inspection |  | m | 86.3 | 0 | 0 | 0 | 0 | 0 | 0 | 0
23 | 2 | 1 | 3 |  | B. | Warranty Inspection |  | m | 86.3 | 0 | 0 | 0 | 0 | 0 | 0 | 0
23 | 3 | 0 | 0 | W. | 3 | Flow Control | E2 | each | 1 | 0 | 0 | 0 | 0 | 0 | 0 | 0
23 | 4 | 0 | 0 | W. | 4 | Full Segment CIPP | E2 |  |  | 0 | 0 | 0 | 0 | 0 | 0 | 0
23 | 4 | 1 | 0 |  | a) | 450mm |  | m | 86.3 | 0 | 0 | 0 | 0 | 0 | 0 | 0
23 | 5 | 0 | 0 | W. | 5 | Reinstatement of Sewer Services | E2 | each | 10 | 0 | 0 | 0 | 0 | 0 | 0 | 0
[10 empty] | Subtotal: | 0 | 0 | 0 | 0 | 0 | 0
24 | 0 | 0 | 0 | X |  | Dublin Av (Asset No.MA20011695) - 1st MH E of Orange St (Asset No. MH60010649) to 2nd MH E of Orange St (Asset No. MH60010648) |  |  |  |  | 0 | 0 | 0 | 0 | 0
24 | 1 | 0 | 0 | X. | 1 | Sewer Cleaning | E2 & CW 2140 |  |  | 0 | 0 | 0 | 0 | 0 | 0 | 0
24 | 1 | 1 | 0 |  | a) | 300mm |  |  |  | 0 | 0 | 0 | 0 | 0 | 0 | 0
24 | 1 | 1 | 1 |  | i) | Pre-lining Cleaning |  | m | 100 | 0 | 0 | 0 | 0 | 0 | 0 | 10
24 | 1 | 1 | 2 |  | ii) | Warranty Cleaning |  | m | 100 | 0 | 0 | 0 | 0 | 0 | 0 | 10
24 | 2 | 0 | 0 | X. | 2 | Sewer Inspection | E2 & CW 2145 |  |  | 0 | 0 | 0 | 0 | 0 | 0 | 0
24 | 2 | 1 | 0 |  | a) | 300mm |  |  |  | 0 | 0 | 0 | 0 | 0 | 0 | 0
24 | 2 | 1 | 1 |  | i) | Pre-lining Inspection |  | m | 100 | 0 | 0 | 0 | 0 | 0 | 0 | 0
24 | 2 | 1 | 2 |  | ii) | Post Lining Inspection |  | m | 100 | 0 | 0 | 0 | 0 | 0 | 0 | 0
24 | 2 | 1 | 3 |  | iii) | Warranty Inspection |  | m | 100 | 0 | 0 | 0 | 0 | 0 | 0 | 0
24 | 3 | 0 | 0 | X. | 3 | Solid Debris Cutting | CW 2140 |  |  | 0 | 0 | 0 | 0 | 0 | 0 | 0
24 | 3 | 1 | 0 |  | a) | At Joints and Services |  | each | 1 | 0 | 0 | 0 | 0 | 0 | 0 | 0
24 | 4 | 0 | 0 | X. | 4 | Flow Control | E2 | each | 1 | 0 | 0 | 0 | 0 | 0 | 0 | 0
24 | 5 | 0 | 0 | X. | 5 | Full Segment CIPP | E2 |  |  | 0 | 0 | 0 | 0 | 0 | 0 | 0
24 | 5 | 1 | 0 |  | a) | 300mm |  | m | 100 | 0 | 0 | 0 | 0 | 0 | 0 | 0
24 | 6 | 0 | 0 | X. | 6 | Reinstatement of Sewer Services | E2 | each | 7 | 0 | 0 | 0 | 0 | 0 | 0 | 0
[10 empty] | Subtotal: | 0 | 0 | 0 | 0 | 0 | 0
25 | 0 | 0 | 0 | Y |  | Dundarn Pl (Asset No.MA20015050) - MH at Walnut St (Asset No. MH20013368) to 1st MH E of Walnut St (Asset No. MH20013567) |  |  |  |  | 0 | 0 | 0 | 0 | 0
25 | 1 | 0 | 0 | Y. | 1 | Sewer Cleaning | E2 & CW 2140 |  |  | 0 | 0 | 0 | 0 | 0 | 0 | 0
25 | 1 | 1 | 0 |  | a) | 300mm |  |  |  | 0 | 0 | 0 | 0 | 0 | 0 | 0
25 | 1 | 1 | 1 |  | i) | Pre-lining Cleaning |  | m | 44 | 0 | 0 | 0 | 0 | 0 | 0 | 10
25 | 1 | 1 | 2 |  | ii) | Warranty Cleaning |  | m | 44 | 0 | 0 | 0 | 0 | 0 | 0 | 10
25 | 2 | 0 | 0 | Y. | 2 | Sewer Inspection | E2 & CW 2145 |  |  | 0 | 0 | 0 | 0 | 0 | 0 | 0
25 | 2 | 1 | 0 |  | a) | 300mm |  |  |  | 0 | 0 | 0 | 0 | 0 | 0 | 0
25 | 2 | 1 | 1 |  | i) | Pre-lining Inspection |  | m | 44 | 0 | 0 | 0 | 0 | 0 | 0 | 0
25 | 2 | 1 | 2 |  | ii) | Post Lining Inspection |  | m | 44 | 0 | 0 | 0 | 0 | 0 | 0 | 0
25 | 2 | 1 | 3 |  | iii) | Warranty Inspection |  | m | 44 | 0 | 0 | 0 | 0 | 0 | 0 | 0
25 | 3 | 0 | 0 | Y. | 3 | Solid Debris Cutting | CW 2140 |  |  | 0 | 0 | 0 | 0 | 0 | 0 | 0
25 | 3 | 1 | 0 |  | a) | At Joints and Services |  | each | 1 | 0 | 0 | 0 | 0 | 0 | 0 | 0
25 | 4 | 0 | 0 | Y. | 4 | Remove Intruding Sewer Services | E2 | each | 1 | 0 | 0 | 0 | 0 | 0 | 0 | 0
25 | 5 | 0 | 0 | Y. | 5 | Flow Control | E2 | each | 1 | 0 | 0 | 0 | 0 | 0 | 0 | 0
25 | 6 | 0 | 0 | Y. | 6 | Full Segment CIPP | E2 |  |  | 0 | 0 | 0 | 0 | 0 | 0 | 0
25 | 6 | 1 | 0 |  | a) | 300mm |  | m | 44 | 0 | 0 | 0 | 0 | 0 | 0 | 0
25 | 7 | 0 | 0 | Y. | 7 | Reinstatement of Sewer Services | E2 | each | 7 | 0 | 0 | 0 | 0 | 0 | 0 | 0
[10 empty] | Subtotal: | 0 | 0 | 0 | 0 | 0 | 0
26 | 0 | 0 | 0 | Z |  | Ethelbert St (Asset No.MA20015072) - 1st MH N of Westminster Av (Asset No. MH20013813) to MH at Westminster (Asset No. MH70022301) |  |  |  |  | 0 | 0 | 0 | 0 | 0
26 | 1 | 0 | 0 | Z. | 1 | Sewer Cleaning | E2 & CW 2140 |  |  | 0 | 0 | 0 | 0 | 0 | 0 | 0
26 | 1 | 1 | 0 |  | a) | 300mm |  |  |  | 0 | 0 | 0 | 0 | 0 | 0 | 0
26 | 1 | 1 | 1 |  | i) | Pre-lining Cleaning |  | m | 83.7 | 0 | 0 | 0 | 0 | 0 | 0 | 10
26 | 1 | 1 | 2 |  | ii) | Warranty Cleaning |  | m | 83.7 | 0 | 0 | 0 | 0 | 0 | 0 | 10
26 | 2 | 0 | 0 | Z. | 2 | Sewer Inspection | E2 & CW 2145 |  |  | 0 | 0 | 0 | 0 | 0 | 0 | 0
26 | 2 | 1 | 0 |  | a) | 300mm |  |  |  | 0 | 0 | 0 | 0 | 0 | 0 | 0
26 | 2 | 1 | 1 |  | i) | Pre-lining Inspection |  | m | 83.7 | 0 | 0 | 0 | 0 | 0 | 0 | 0
26 | 2 | 1 | 2 |  | ii) | Post Lining Inspection |  | m | 83.7 | 0 | 0 | 0 | 0 | 0 | 0 | 0
26 | 2 | 1 | 3 |  | iii) | Warranty Inspection |  | m | 83.7 | 0 | 0 | 0 | 0 | 0 | 0 | 0
26 | 3 | 0 | 0 | Z. | 3 | Solid Debris Cutting | CW 2140 |  |  | 0 | 0 | 0 | 0 | 0 | 0 | 0
26 | 3 | 1 | 0 |  | a) | First 3 metres |  | each | 1 | 0 | 0 | 0 | 0 | 0 | 0 | 0
26 | 4 | 0 | 0 | Z. | 4 | Flow Control | E2 | each | 1 | 0 | 0 | 0 | 0 | 0 | 0 | 0
26 | 5 | 0 | 0 | Z. | 5 | Full Segment CIPP | E2 |  |  | 0 | 0 | 0 | 0 | 0 | 0 | 0
26 | 5 | 1 | 0 |  | a) | 300mm |  | m | 83.7 | 0 | 0 | 0 | 0 | 0 | 0 | 0
26 | 6 | 0 | 0 | Z. | 6 | Reinstatement of Sewer Services | E2 | each | 8 | 0 | 0 | 0 | 0 | 0 | 0 | 0
[10 empty] | Subtotal: | 0 | 0 | 0 | 0 | 0 | 0
26 | 0 | 0 | 0 | AA |  | Ethelbert St (Asset No.MA20015326) - 2nd MH N of Westminster Av (Asset No. MH20013846) to 1st MH N of Westminster Av (Asset No. MH20013813) |  |  |  |  | 0 | 0 | 0 | 0 | 0
26 | 1 | 0 | 0 | AA. | 1 | Sewer Cleaning | E2 & CW 2140 |  |  | 0 | 0 | 0 | 0 | 0 | 0 | 0
26 | 1 | 1 | 0 |  | a) | 300mm |  |  |  | 0 | 0 | 0 | 0 | 0 | 0 | 0
26 | 1 | 1 | 1 |  | i) | Pre-lining Cleaning |  | m | 82.9 | 0 | 0 | 0 | 0 | 0 | 0 | 10
26 | 1 | 1 | 2 |  | ii) | Warranty Cleaning |  | m | 82.9 | 0 | 0 | 0 | 0 | 0 | 0 | 10
26 | 2 | 0 | 0 | AA. | 2 | Sewer Inspection | E2 & CW 2145 |  |  | 0 | 0 | 0 | 0 | 0 | 0 | 0
26 | 2 | 1 | 0 |  | a) | 300mm |  |  |  | 0 | 0 | 0 | 0 | 0 | 0 | 0
26 | 2 | 1 | 1 |  | i) | Pre-lining Inspection |  | m | 82.9 | 0 | 0 | 0 | 0 | 0 | 0 | 0
26 | 2 | 1 | 2 |  | ii) | Post Lining Inspection |  | m | 82.9 | 0 | 0 | 0 | 0 | 0 | 0 | 0
26 | 2 | 1 | 3 |  | iii) | Warranty Inspection |  | m | 82.9 | 0 | 0 | 0 | 0 | 0 | 0 | 0
26 | 3 | 0 | 0 | AA. | 3 | Flow Control | E2 | each | 1 | 0 | 0 | 0 | 0 | 0 | 0 | 0
26 | 4 | 0 | 0 | AA. | 4 | Full Segment CIPP | E2 |  |  | 0 | 0 | 0 | 0 | 0 | 0 | 0
26 | 4 | 1 | 0 |  | a) | 300mm |  | m | 82.9 | 0 | 0 | 0 | 0 | 0 | 0 | 0
26 | 5 | 0 | 0 | AA. | 5 | Reinstatement of Sewer Services | E2 | each | 11 | 0 | 0 | 0 | 0 | 0 | 0 | 0
[10 empty] | Subtotal: | 0 | 0 | 0 | 0 | 0 | 0
26 | 0 | 0 | 0 | AB |  | Ethelbert St (Asset No.MA2013947) - 1st MH N of Wolseley Av (Asset No. MH20012633) to 2nd MH N of Wolseley Av (Asset No. MH20012649) |  |  |  |  | 0 | 0 | 0 | 0 | 0
26 | 1 | 0 | 0 | AB. | 1 | Sewer Cleaning | E2 & CW 2140 |  |  | 0 | 0 | 0 | 0 | 0 | 0 | 0
26 | 1 | 1 | 0 |  | a) | 300mm |  |  |  | 0 | 0 | 0 | 0 | 0 | 0 | 0
26 | 1 | 1 | 1 |  | i) | Pre-lining Cleaning |  | m | 77.7 | 0 | 0 | 0 | 0 | 0 | 0 | 10
26 | 1 | 1 | 2 |  | ii) | Warranty Cleaning |  | m | 77.7 | 0 | 0 | 0 | 0 | 0 | 0 | 10
26 | 2 | 0 | 0 | AB. | 2 | Sewer Inspection | E2 & CW 2145 |  |  | 0 | 0 | 0 | 0 | 0 | 0 | 0
26 | 2 | 1 | 0 |  | a) | 300mm |  |  |  | 0 | 0 | 0 | 0 | 0 | 0 | 0
26 | 2 | 1 | 1 |  | i) | Pre-lining Inspection |  | m | 77.7 | 0 | 0 | 0 | 0 | 0 | 0 | 0
26 | 2 | 1 | 2 |  | ii) | Post Lining Inspection |  | m | 77.7 | 0 | 0 | 0 | 0 | 0 | 0 | 0
26 | 2 | 1 | 3 |  | iii) | Warranty Inspection |  | m | 77.7 | 0 | 0 | 0 | 0 | 0 | 0 | 0
26 | 3 | 0 | 0 | AB. | 3 | Flow Control | E2 | each | 1 | 0 | 0 | 0 | 0 | 0 | 0 | 0
26 | 4 | 0 | 0 | AB. | 4 | Full Segment CIPP | E2 |  |  | 0 | 0 | 0 | 0 | 0 | 0 | 0
26 | 4 | 1 | 0 |  | a) | 300mm |  | m | 77.7 | 0 | 0 | 0 | 0 | 0 | 0 | 0
26 | 5 | 0 | 0 | AB. | 5 | Reinstatement of Sewer Services | E2 | each | 10 | 0 | 0 | 0 | 0 | 0 | 0 | 0
[10 empty] | Subtotal: | 0 | 0 | 0 | 0 | 0 | 0
26 | 0 | 0 | 0 | AC |  | Flora Av (Asset No.MA00012996) - 1st MH E of Andrews St (Asset No. MH00011659) to MH at Andrews St (Asset No. MH00011642) |  |  |  |  | 0 | 0 | 0 | 0 | 0
26 | 1 | 0 | 0 | AC. | 1 | Sewer Cleaning | E2 & CW 2140 |  |  | 0 | 0 | 0 | 0 | 0 | 0 | 0
26 | 1 | 1 | 0 |  | a) | 300mm |  |  |  | 0 | 0 | 0 | 0 | 0 | 0 | 0
26 | 1 | 1 | 1 |  | i) | Pre-lining Cleaning |  | m | 92.8 | 0 | 0 | 0 | 0 | 0 | 0 | 10
26 | 1 | 1 | 2 |  | ii) | Warranty Cleaning |  | m | 92.8 | 0 | 0 | 0 | 0 | 0 | 0 | 10
26 | 2 | 0 | 0 | AC. | 2 | Sewer Inspection | E2 & CW 2145 |  |  | 0 | 0 | 0 | 0 | 0 | 0 | 0
26 | 2 | 1 | 0 |  | a) | 300mm |  |  |  | 0 | 0 | 0 | 0 | 0 | 0 | 0
26 | 2 | 1 | 1 |  | i) | Pre-lining Inspection |  | m | 92.8 | 0 | 0 | 0 | 0 | 0 | 0 | 0
26 | 2 | 1 | 2 |  | ii) | Post Lining Inspection |  | m | 92.8 | 0 | 0 | 0 | 0 | 0 | 0 | 0
26 | 2 | 1 | 3 |  | iii) | Warranty Inspection |  | m | 92.8 | 0 | 0 | 0 | 0 | 0 | 0 | 0
26 | 3 | 0 | 0 | AC. | 3 | Solid Debris Cutting | CW 2140 |  |  | 0 | 0 | 0 | 0 | 0 | 0 | 0
26 | 3 | 1 | 0 |  | a) | At Joints and Services |  | each | 1 | 0 | 0 | 0 | 0 | 0 | 0 | 0
26 | 4 | 0 | 0 | AC. | 4 | Remove Intruding Sewer Services | E2 | each | 1 | 0 | 0 | 0 | 0 | 0 | 0 | 0
26 | 5 | 0 | 0 | AC. | 5 | Flow Control | E2 | each | 1 | 0 | 0 | 0 | 0 | 0 | 0 | 0
26 | 6 | 0 | 0 | AC. | 6 | Full Segment CIPP | E2 |  |  | 0 | 0 | 0 | 0 | 0 | 0 | 0
26 | 6 | 1 | 0 |  | a) | 300mm |  | m | 92.8 | 0 | 0 | 0 | 0 | 0 | 0 | 0
26 | 7 | 0 | 0 | AC. | 7 | Reinstatement of Sewer Services | E2 | each | 4 | 0 | 0 | 0 | 0 | 0 | 0 | 0
[10 empty] | Subtotal: | 0 | 0 | 0 | 0 | 0 | 0
27 | 0 | 0 | 0 | AD |  | Flora Av (Asset No.MA00013415) - MH at Robinson St (Asset No. MH00013083) to 1st MH E of Robinson St (Asset No. MH70006705) |  |  |  |  | 0 | 0 | 0 | 0 | 0
27 | 1 | 0 | 0 | AD. | 1 | Sewer Cleaning | E2 & CW 2140 |  |  | 0 | 0 | 0 | 0 | 0 | 0 | 0
27 | 1 | 1 | 0 |  | a) | 375mm |  |  |  | 0 | 0 | 0 | 0 | 0 | 0 | 0
27 | 1 | 1 | 1 |  | i) | Pre-lining Cleaning |  | m | 74.2 | 0 | 0 | 0 | 0 | 0 | 0 | 10
27 | 1 | 1 | 2 |  | ii) | Warranty Cleaning |  | m | 74.2 | 0 | 0 | 0 | 0 | 0 | 0 | 10
27 | 2 | 0 | 0 | AD. | 2 | Sewer Inspection | E2 & CW 2145 |  |  | 0 | 0 | 0 | 0 | 0 | 0 | 0
27 | 2 | 1 | 0 |  | a) | 375mm |  |  |  | 0 | 0 | 0 | 0 | 0 | 0 | 0
27 | 2 | 1 | 1 |  | i) | Pre-lining Inspection |  | m | 74.2 | 0 | 0 | 0 | 0 | 0 | 0 | 0
27 | 2 | 1 | 2 |  | ii) | Post Lining Inspection |  | m | 74.2 | 0 | 0 | 0 | 0 | 0 | 0 | 0
27 | 2 | 1 | 3 |  | iii) | Warranty Inspection |  | m | 74.2 | 0 | 0 | 0 | 0 | 0 | 0 | 0
27 | 3 | 0 | 0 | AD. | 3 | Solid Debris Cutting | CW 2140 |  |  | 0 | 0 | 0 | 0 | 0 | 0 | 0
27 | 3 | 1 | 0 |  | a) | At Joints and Services |  | each | 1 | 0 | 0 | 0 | 0 | 0 | 0 | 0
27 | 4 | 0 | 0 | AD. | 4 | Remove Intruding Sewer Services | E2 | each | 2 | 0 | 0 | 0 | 0 | 0 | 0 | 0
27 | 5 | 0 | 0 | AD. | 5 | Flow Control | E2 | each | 1 | 0 | 0 | 0 | 0 | 0 | 0 | 0
27 | 6 | 0 | 0 | AD. | 6 | Full Segment CIPP | E2 |  |  | 0 | 0 | 0 | 0 | 0 | 0 | 0
27 | 6 | 1 | 0 |  | a) | 375mm |  | m | 74.2 | 0 | 0 | 0 | 0 | 0 | 0 | 0
27 | 7 | 0 | 0 | AD. | 7 | Reinstatement of Sewer Services | E2 | each | 12 | 0 | 0 | 0 | 0 | 0 | 0 | 0
[10 empty] | Subtotal: | 0 |  | 0 |  | 0 | 0
2 | 0 | 0 | 0 | AE |  | Furby St (Asset No.MA20014494) - 1st MH S of Westminster Av (Asset No. MH20013083) to MH at Westminster Av (Asset No. MH20013081) |  |  |  |  | 0
2 | 1 | 0 | 0 | AE. | 1 | Sewer Cleaning | E2 & CW 2140 |  |  | 0 | 0 | 0 | 0 | 0 | 0 | 0
2 | 1 | 1 | 0 |  | a) | 375mm |  |  |  | 0 | 0 | 0 | 0 | 0 | 0 | 0
2 | 1 | 1 | 1 |  | i) | Pre-lining Cleaning |  | m | 83.4 | 0 | 0 | 0 | 0 | 0 | 0 | 10
2 | 1 | 1 | 2 |  | ii) | Warranty Cleaning |  | m | 83.4 | 0 | 0 | 0 | 0 | 0 | 0 | 10
2 | 2 | 0 | 0 | AE. | 2 | Sewer Inspection | E2 & CW 2145 |  |  | 0 | 0 | 0 | 0 | 0 | 0 | 0
2 | 2 | 1 | 0 |  | a) | 375mm |  |  |  | 0 | 0 | 0 | 0 | 0 | 0 | 0
2 | 2 | 1 | 1 |  | i) | Pre-lining Inspection |  | m | 83.4 | 0 | 0 | 0 | 0 | 0 | 0 | 8
2 | 2 | 1 | 2 |  | ii) | Post Lining Inspection |  | m | 83.4 | 0 | 0 | 0 | 0 | 0 | 0 | 8
2 | 2 | 1 | 3 |  | iii) | Warranty Inspection |  | m | 83.4 | 0 | 0 | 0 | 0 | 0 | 0 | 8
2 | 3 | 0 | 0 | AE. | 3 | Remove Intruding Sewer Services | E2 | each | 1 | 0 | 0 | 0 | 0 | 0 | 0 | 0
2 | 4 | 0 | 0 | AE. | 4 | Flow Control | E2 | each | 1 | 0 | 0 | 0 | 0 | 0 | 0 | 0
2 | 5 | 0 | 0 | AE. | 5 | Full Segment CIPP | E2 |  |  | 0 | 0 | 0 | 0 | 0 | 0 | 0
2 | 5 | 1 | 0 |  | a) | 375mm |  | m | 83.4 | 0 | 0 | 0 | 0 | 0 | 0 | 0
2 | 6 | 0 | 0 | AE. | 6 | Reinstatement of Sewer Services | E2 | each | 10 | 0 | 0 | 0 | 0 | 0 | 0 | 0
[10 empty] | Subtotal: | 0 | 0 | 0 | 0 | 0 | 0
2 | 0 | 0 | 0 | AF |  | Furby St (Asset No. MA20014580) - MH at Sara Av (Asset No. MH20013165) to 1st MH N of Sara Av (Asset No. MH20013217) |  |  |  |  | 0
2 | 1 | 0 | 0 | AF. | 1 | Sewer Cleaning | E2 & CW 2140 |  |  | 0 | 0 | 0 | 0 | 0 | 0 | 0
2 | 1 | 1 | 0 |  | a) | 450mm |  |  |  | 0 | 0 | 0 | 0 | 0 | 0 | 0
2 | 1 | 1 | 1 |  | i) | Pre-lining Cleaning |  | m | 106.6 | 0 | 0 | 0 | 0 | 0 | 0 | 10
2 | 1 | 1 | 2 |  | ii) | Warranty Cleaning |  | m | 106.6 | 0 | 0 | 0 | 0 | 0 | 0 | 10
2 | 2 | 0 | 0 | AF. | 2 | Sewer Inspection | E2 & CW 2145 |  |  | 0 | 0 | 0 | 0 | 0 | 0 | 0
2 | 2 | 1 | 0 |  | a) | 450mm |  |  |  | 0 | 0 | 0 | 0 | 0 | 0 | 0
2 | 2 | 1 | 1 |  | i) | Pre-lining Inspection |  | m | 106.6 | 0 | 0 | 0 | 0 | 0 | 0 | 8
2 | 2 | 1 | 2 |  | ii) | Post Lining Inspection |  | m | 106.6 | 0 | 0 | 0 | 0 | 0 | 0 | 8
2 | 2 | 1 | 3 |  | iii) | Warranty Inspection |  | m | 106.6 | 0 | 0 | 0 | 0 | 0 | 0 | 8
2 | 3 | 0 | 0 | AF. | 3 | Solid Debris Cutting | CW 2140 |  |  | 0 | 0 | 0 | 0 | 0 | 0 | 0
2 | 3 | 1 | 0 |  | a) | At Joints and Services |  | each | 3 | 0 | 0 | 0 | 0 | 0 | 0 | 0
2 | 4 | 0 | 0 | AF. | 4 | Flow Control | E2 | each | 1 | 0 | 0 | 0 | 0 | 0 | 0 | 0
2 | 5 | 0 | 0 | AF. | 5 | Full Segment CIPP | E2 |  |  | 0 | 0 | 0 | 0 | 0 | 0 | 0
2 | 5 | 1 | 0 |  | a) | 450mm |  | m | 106.6 | 0 | 0 | 0 | 0 | 0 | 0 | 0
2 | 6 | 0 | 0 | AF. | 6 | Reinstatement of Sewer Services | E2 | each | 12 | 0 | 0 | 0 | 0 | 0 | 0 | 0
[10 empty] | Subtotal: | 0 | 0 | 0 | 0 | 0 | 0
2 | 0 | 0 | 0 | AG |  | Garry St (Asset No. MA20014331) - 2nd MH N of Broadway (Asset No. MH20012958) to 1st MH N of Broadway (Asset No. MH20012951) |  |  |  |  | 0
2 | 1 | 0 | 0 | AG |  | Sewer Cleaning | E2 & CW 2140 |  |  | 0 | 0 | 0 | 0 | 0 | 0 | 0
2 | 1 | 1 | 0 |  | a) | 300mm |  |  |  | 0 | 0 | 0 | 0 | 0 | 0 | 0
2 | 1 | 1 | 1 |  | i) | Pre-lining Cleaning |  | m | 55.9 | 0 | 0 | 0 | 0 | 0 | 0 | 10
2 | 1 | 1 | 2 |  | ii) | Warranty Cleaning |  | m | 55.9 | 0 | 0 | 0 | 0 | 0 | 0 | 10
2 | 2 | 0 | 0 | AG |  | Sewer Inspection | E2 & CW 2145 |  |  | 0 | 0 | 0 | 0 | 0 | 0 | 0
2 | 2 | 1 | 0 |  | a) | 300mm |  |  |  | 0 | 0 | 0 | 0 | 0 | 0 | 0
2 | 2 | 1 | 1 |  | i) | Pre-lining Inspection |  | m | 55.9 | 0 | 0 | 0 | 0 | 0 | 0 | 8
2 | 2 | 1 | 2 |  | ii) | Post Lining Inspection |  | m | 55.9 | 0 | 0 | 0 | 0 | 0 | 0 | 8
2 | 2 | 1 | 3 |  | iii) | Warranty Inspection |  | m | 55.9 | 0 | 0 | 0 | 0 | 0 | 0 | 8
2 | 3 | 0 | 0 | AG |  | Solid Debris Cutting | CW 2140 |  |  | 0 | 0 | 0 | 0 | 0 | 0 | 0
2 | 3 | 1 | 0 |  | a) | At Joints and Services |  | each | 1 | 0 | 0 | 0 | 0 | 0 | 0 | 0
2 | 4 | 0 | 0 | AG |  | Flow Control | E2 | each | 1 | 0 | 0 | 0 | 0 | 0 | 0 | 0
2 | 5 | 0 | 0 | AG |  | Full Segment CIPP | E2 |  |  | 0 | 0 | 0 | 0 | 0 | 0 | 0
2 | 5 | 1 | 0 |  | a) | 300mm |  | m | 55.9 | 0 | 0 | 0 | 0 | 0 | 0 | 0
2 | 6 | 0 | 0 | AG |  | Reinstatement of Sewer Services | E2 | each | 11 | 0 | 0 | 0 | 0 | 0 | 0 | 0
[10 empty] | Subtotal: | 0 | 0 | 0 | 0 | 0 | 0
2 | 0 | 0 | 0 | AH |  | Garry St (Asset No. MA20014332) - 1ST MH N of Broadway (Asset No. MH20012951) to MH N of at Broadway (Asset No. MH20012950) |  |  |  |  | 0
2 | 1 | 0 | 0 | AH. |  | Sewer Cleaning | E2 & CW 2140 |  |  | 0 | 0 | 0 | 0 | 0 | 0 | 0
2 | 1 | 1 | 0 |  | a) | 375mm |  |  |  | 0 | 0 | 0 | 0 | 0 | 0 | 0
2 | 1 | 1 | 1 |  | i) | Pre-Design Cleaning |  | m | 61.7 | 0 | 0 | 0 | 0 | 0 | 0 | 10
2 | 1 | 1 | 2 |  | ii) | Pre-lining Cleaning |  | m | 61.7 | 0 | 0 | 0 | 0 | 0 | 0 | 10
2 | 1 | 1 | 3 |  | iii) | Warranty Cleaning |  | m | 61.7 | 0 | 0 | 0 | 0 | 0 | 0 | 10
2 | 2 | 0 | 0 | AH. |  | Sewer Inspection | E2 & CW 2145 |  |  | 0 | 0 | 0 | 0 | 0 | 0 | 0
2 | 2 | 1 | 0 |  | a) | 375mm |  |  |  | 0 | 0 | 0 | 0 | 0 | 0 | 0
2 | 2 | 1 | 1 |  | i) | Pre-Design Inspection |  | m | 61.7 | 0 | 0 | 0 | 0 | 0 | 0 | 8
2 | 2 | 1 | 2 |  | ii) | Pre-lining Inspection |  | m | 61.7 | 0 | 0 | 0 | 0 | 0 | 0 | 8
2 | 2 | 1 | 3 |  | iii) | Post Lining Inspection |  | m | 61.7 | 0 | 0 | 0 | 0 | 0 | 0 | 8
2 | 2 | 1 | 4 |  | iv) | Warranty Inspection |  | m | 61.7 | 0 | 0 | 0 | 0 | 0 | 0 | 8
2 | 3 | 0 | 0 | AH. |  | Flow Control | E2 | each | 1 | 0 | 0 | 0 | 0 | 0 | 0 | 0
2 | 4 | 0 | 0 | AH. |  | Full Segment CIPP | E2 |  |  | 0 | 0 | 0 | 0 | 0 | 0 | 0
2 | 4 | 1 | 0 |  | a) | 375mm |  | m | 61.7 | 0 | 0 | 0 | 0 | 0 | 0 | 0
[10 empty] | Subtotal: | 0 | 0 | 0 | 0 | 0 | 0
2 | 0 | 0 | 0 | AI |  | George Av (Asset No. MA20013458) - 1st MH E of Duncan St (Asset No. MH20012166) to 1st MH W of Duncan St (Asset No. MH20012182) |  |  |  |  | 0
2 | 1 | 0 | 0 | AI. | 1 | Sewer Cleaning | E2 & CW 2140 |  |  | 0 | 0 | 0 | 0 | 0 | 0 | 0
2 | 1 | 1 | 0 |  | a) | 300mm |  |  |  |  | 0 | 0 | 0 | 0 | 0 | 0
2 | 1 | 1 | 1 |  | i) | Pre-lining Cleaning |  | m | 70.2 | 0 | 0 | 0 | 0 | 0 | 0 | 10
2 | 1 | 1 | 2 |  | ii) | Warranty Cleaning |  | m | 70.2 | 0 | 0 | 0 | 0 | 0 | 0 | 10
2 | 2 | 0 | 0 | AI. | 2 | Sewer Inspection | E2 & CW 2145 |  |  | 0 | 0 | 0 | 0 | 0 | 0 | 0
2 | 2 | 1 | 0 |  | a) | 300mm |  |  |  | 0 | 0 | 0 | 0 | 0 | 0 | 0
2 | 2 | 1 | 1 |  | i) | Pre-lining Inspection |  | m | 70.2 | 0 | 0 | 0 | 0 | 0 | 0 | 8
2 | 2 | 1 | 2 |  | ii) | Post Lining Inspection |  | m | 70.2 | 0 | 0 | 0 | 0 | 0 | 0 | 8
2 | 2 | 1 | 3 |  | iii) | Warranty Inspection |  | m | 70.2 | 0 | 0 | 0 | 0 | 0 | 0 | 8
2 | 3 | 0 | 0 | AI. | 3 | Solid Debris Cutting | CW 2140 |  |  | 0 | 0 | 0 | 0 | 0 | 0 | 0
2 | 3 | 1 | 0 |  | a) | At Joints and Services |  | each | 1 | 0 | 0 | 0 | 0 | 0 | 0 | 0
2 | 4 | 0 | 0 | AI. | 4 | Remove Intruding Sewer Services | E2 | each | 3 | 0 | 0 | 0 | 0 | 0 | 0 | 0
2 | 5 | 0 | 0 | AI. | 5 | Flow Control | E2 | each | 1 | 0 | 0 | 0 | 0 | 0 | 0 | 0
2 | 6 | 0 | 0 | AI. | 6 | Full Segment CIPP | E2 |  |  | 0 | 0 | 0 | 0 | 0 | 0 | 0
2 | 6 | 1 | 0 |  | a) | 300mm |  | m | 70.2 | 0 | 0 | 0 | 0 | 0 | 0 | 0
2 | 7 | 0 | 0 | AI. | 7 | Reinstatement of Sewer Services | E2 | each | 13 | 0 | 0 | 0 | 0 | 0 | 0 | 0
[10 empty] | Subtotal: | 0 | 0 | 0 | 0 | 0 | 0
2 | 0 | 0 | 0 | AJ |  | George Av (Asset No. MA20013413) - 1st MH W of Argyle St (Asset No. MH20012141) to MH at Westminster Av (Asset No. MH20012166) |  |  |  |  | 0
2 | 1 | 0 | 0 | AJ. | 1 | Sewer Cleaning | E2 & CW 2140 |  |  | 0 | 0 | 0 | 0 | 0 | 0 | 0
2 | 1 | 1 | 0 |  | a) | 300mm |  |  |  | 0 | 0 | 0 | 0 | 0 | 0 | 0
2 | 1 | 1 | 1 |  | i) | Pre-lining Cleaning |  | m | 42.4 | 0 | 0 | 0 | 0 | 0 | 0 | 10
2 | 1 | 1 | 2 |  | ii) | Warranty Cleaning |  | m | 42.4 | 0 | 0 | 0 | 0 | 0 | 0 | 10
2 | 2 | 0 | 0 | AJ. | 2 | Sewer Inspection | E2 & CW 2145 |  |  | 0 | 0 | 0 | 0 | 0 | 0 | 0
2 | 2 | 1 | 0 |  | a) | 300mm |  |  |  | 0 | 0 | 0 | 0 | 0 | 0 | 0
2 | 2 | 1 | 1 |  | i) | Pre-lining Inspection |  | m | 42.4 | 0 | 0 | 0 | 0 | 0 | 0 | 8
2 | 2 | 1 | 2 |  | ii) | Post Lining Inspection |  | m | 42.4 | 0 | 0 | 0 | 0 | 0 | 0 | 8
2 | 2 | 1 | 3 |  | iii) | Warranty Inspection |  | m | 42.4 | 0 | 0 | 0 | 0 | 0 | 0 | 8
2 | 3 | 0 | 0 | AJ. | 3 | Solid Debris Cutting | CW 2140 |  |  | 0 | 0 | 0 | 0 | 0 | 0 | 0
2 | 3 | 1 | 0 |  | a) | At Joints and Services |  | each | 1 | 0 | 0 | 0 | 0 | 0 | 0 | 0
2 | 4 | 0 | 0 | AJ. | 4 | Remove Intruding Sewer Services | E2 | each | 1 | 0 | 0 | 0 | 0 | 0 | 0 | 250
2 | 5 | 0 | 0 | AJ. | 5 | Flow Control | E2 | each | 1 | 0 | 0 | 0 | 0 | 0 | 0 | 0
2 | 6 | 0 | 0 | AJ. | 6 | Full Segment CIPP | E2 |  |  | 0 | 0 | 0 | 0 | 0 | 0 | 0
2 | 6 | 1 | 0 |  | a) | 300mm |  | m | 42.4 | 0 | 0 | 0 | 0 | 0 | 0 | 0
2 | 7 | 0 | 0 | AJ. | 7 | Reinstatement of Sewer Services | E2 | each | 7 | 0 | 0 | 0 | 0 | 0 | 0 | 0
[10 empty] | Subtotal: | 0 | 0 | 0 | 0 | 0 | 0
2 | 0 | 0 | 0 | AK |  | Good St (Asset No. MA20014842) - 2nd MH S of St. Mary Av (Asset No. MH20013405) to 1st MH S of St. Mary Av (Asset No. MH20013396) |  |  |  |  | 0
2 | 1 | 0 | 0 | AK. | 1 | Sewer Cleaning | E2 & CW 2140 |  |  | 0 | 0 | 0 | 0 | 0 | 0 | 0
2 | 1 | 1 | 0 |  | a) | 375mm |  |  |  | 0 | 0 | 0 | 0 | 0 | 0 | 0
2 | 1 | 1 | 1 |  | i) | Pre-lining Cleaning |  | m | 93.6 | 0 | 0 | 0 | 0 | 0 | 0 | 10
2 | 1 | 1 | 2 |  | ii) | Warranty Cleaning |  | m | 93.6 | 0 | 0 | 0 | 0 | 0 | 0 | 10
2 | 2 | 0 | 0 | AK. | 2 | Sewer Inspection | E2 & CW 2145 |  |  | 0 | 0 | 0 | 0 | 0 | 0 | 0
2 | 2 | 1 | 0 |  | a) | 375mm |  |  |  | 0 | 0 | 0 | 0 | 0 | 0 | 0
2 | 2 | 1 | 1 |  | i) | Pre-lining Inspection |  | m | 93.6 | 0 | 0 | 0 | 0 | 0 | 0 | 8
2 | 2 | 1 | 2 |  | ii) | Post Lining Inspection |  | m | 93.6 | 0 | 0 | 0 | 0 | 0 | 0 | 8
2 | 2 | 1 | 3 |  | iii) | Warranty Inspection |  | m | 93.6 | 0 | 0 | 0 | 0 | 0 | 0 | 8
2 | 3 | 0 | 0 | AK. | 3 | Solid Debris Cutting | CW 2140 |  |  | 0 | 0 | 0 | 0 | 0 | 0 | 0
2 | 3 | 1 | 0 |  | a) | At Joints and Services |  | each | 7 | 0 | 0 | 0 | 0 | 0 | 0 | 0
2 | 4 | 0 | 0 | AK. | 4 | Remove Intruding Sewer Services | E2 | each | 2 | 0 | 0 | 0 | 0 | 0 | 0 | 250
2 | 5 | 0 | 0 | AK. | 5 | Flow Control | E2 | each | 1 | 0 | 0 | 0 | 0 | 0 | 0 | 0
2 | 6 | 0 | 0 | AK. | 6 | Full Segment CIPP | E2 |  |  | 0 | 0 | 0 | 0 | 0 | 0 | 0
2 | 6 | 1 | 0 |  | a) | 375mm |  | m | 93.6 | 0 | 0 | 0 | 0 | 0 | 0 | 0
2 | 7 | 0 | 0 | AK. | 7 | Reinstatement of Sewer Services | E2 | each | 13 | 0 | 0 | 0 | 0 | 0 | 0 | 0
[10 empty] | Subtotal: | 0 | 0 | 0 | 0 | 0 | 0
2 | 0 | 0 | 0 | AL |  | Grove St (Asset No. MA00013880) - 1st MH S of Rover Av (Asset No. MH00012379) to MH at Rover Av (Asset No. MH00012378) |  |  |  |  | 0
2 | 1 | 0 | 0 | AL. | 1 | Sewer Cleaning | E2 & CW 2140 |  |  | 0 | 0 | 0 | 0 | 0 | 0 | 0
2 | 1 | 1 | 0 |  | a) | 300mm |  |  |  | 0 | 0 | 0 | 0 | 0 | 0 | 0
2 | 1 | 1 | 1 |  | i) | Pre-lining Cleaning |  | m | 97.4 | 0 | 0 | 0 | 0 | 0 | 0 | 10
2 | 1 | 1 | 2 |  | ii) | Warranty Cleaning |  | m | 97.4 | 0 | 0 | 0 | 0 | 0 | 0 | 10
2 | 2 | 0 | 0 | AL. | 2 | Sewer Inspection | E2 & CW 2145 |  |  | 0 | 0 | 0 | 0 | 0 | 0 | 0
2 | 2 | 1 | 0 |  | a) | 300mm |  |  |  | 0 | 0 | 0 | 0 | 0 | 0 | 0
2 | 2 | 1 | 1 |  | i) | Pre-lining Inspection |  | m | 97.4 | 0 | 0 | 0 | 0 | 0 | 0 | 8
2 | 2 | 1 | 2 |  | ii) | Post Lining Inspection |  | m | 97.4 | 0 | 0 | 0 | 0 | 0 | 0 | 8
2 | 2 | 1 | 3 |  | iii) | Warranty Inspection |  | m | 97.4 | 0 | 0 | 0 | 0 | 0 | 0 | 8
2 | 3 | 0 | 0 | AL. | 3 | Solid Debris Cutting | CW 2140 |  |  | 0 | 0 | 0 | 0 | 0 | 0 | 0
2 | 3 | 1 | 0 |  | a) | At Joints and Services |  | each | 3 | 0 | 0 | 0 | 0 | 0 | 0 | 0
2 | 4 | 0 | 0 | AL. | 4 | Remove Intruding Sewer Services | E2 | each | 1 | 0 | 0 | 0 | 0 | 0 | 0 | 250
2 | 5 | 0 | 0 | AL. | 5 | Flow Control | E2 | each | 1 | 0 | 0 | 0 | 0 | 0 | 0 | 0
2 | 6 | 0 | 0 | AL. | 6 | Full Segment CIPP | E2 |  |  | 0 | 0 | 0 | 0 | 0 | 0 | 0
2 | 6 | 1 | 0 |  | a) | 300mm |  | m | 97.4 | 0 | 0 | 0 | 0 | 0 | 0 | 0
2 | 7 | 0 | 0 | AL. | 7 | Reinstatement of Sewer Services | E2 | each | 19 | 0 | 0 | 0 | 0 | 0 | 0 | 0
[10 empty] | Subtotal: | 0 | 0 | 0 | 0 | 0 | 0
2 | 0 | 0 | 0 | AM |  | Hallet St (Asset No. MA00013709) - 2nd MH N of Euclid Av (Asset No. MH00012268) to 1st MH N of Euclid Av (Asset No. MH00012201) |  |  |  |  | 0
2 | 1 | 0 | 0 | AM. | 1 | Sewer Cleaning | E2 & CW 2140 |  |  | 0 | 0 | 0 | 0 | 0 | 0 | 0
2 | 1 | 1 | 0 |  | a) | 300mm |  |  |  | 0 | 0 | 0 | 0 | 0 | 0 | 0
2 | 1 | 1 | 1 |  | i) | Pre-lining Cleaning |  | m | 104.8 | 0 | 0 | 0 | 0 | 0 | 0 | 10
2 | 1 | 1 | 2 |  | ii) | Warranty Cleaning |  | m | 104.8 | 0 | 0 | 0 | 0 | 0 | 0 | 10
2 | 2 | 0 | 0 | AM. | 2 | Sewer Inspection | E2 & CW 2145 |  |  | 0 | 0 | 0 | 0 | 0 | 0 | 0
2 | 2 | 1 | 0 |  | a) | 300mm |  |  |  | 0 | 0 | 0 | 0 | 0 | 0 | 0
2 | 2 | 1 | 1 |  | i) | Pre-lining Inspection |  | m | 104.8 | 0 | 0 | 0 | 0 | 0 | 0 | 8
2 | 2 | 1 | 2 |  | ii) | Post Lining Inspection |  | m | 104.8 | 0 | 0 | 0 | 0 | 0 | 0 | 8
2 | 2 | 1 | 3 |  | iii) | Warranty Inspection |  | m | 104.8 | 0 | 0 | 0 | 0 | 0 | 0 | 8
2 | 3 | 0 | 0 | AM. | 3 | Remove Intruding Sewer Services | E2 | each | 1 | 0 | 0 | 0 | 0 | 0 | 0 | 250
2 | 4 | 0 | 0 | AM. | 4 | Flow Control | E2 | each | 1 | 0 | 0 | 0 | 0 | 0 | 0 | 0
2 | 5 | 0 | 0 | AM. | 5 | Full Segment CIPP | E2 |  |  | 0 | 0 | 0 | 0 | 0 | 0 | 0
2 | 5 | 1 | 0 |  | a) | 300mm |  | m | 104.8 | 0 | 0 | 0 | 0 | 0 | 0 | 0
2 | 6 | 0 | 0 | AM. | 6 | Reinstatement of Sewer Services | E2 | each | 25 | 0 | 0 | 0 | 0 | 0 | 0 | 0
[10 empty] | Subtotal: | 0 | 0 | 0 | 0 | 0 | 0
2 | 0 | 0 | 0 | AN |  | Hargrave St (CL) (Asset No. MA20014239) - 2nd MH N of Broadway Av (Asset No. MH20012854) to 3rd MH N of Broadway Av (Asset No. MH20012872) |  |  |  |  | 0
2 | 1 | 0 | 0 | AN. | 1 | Sewer Cleaning | E2 & CW 2140 |  |  | 0 | 0 | 0 | 0 | 0 | 0 | 0
2 | 1 | 1 | 0 |  | a) | 300mm |  |  |  | 0 | 0 | 0 | 0 | 0 | 0 | 0
2 | 1 | 1 | 1 |  | i) | Pre-lining Cleaning |  | m | 14.9 | 0 | 0 | 0 | 0 | 0 | 0 | 10
2 | 1 | 1 | 2 |  | ii) | Warranty Cleaning |  | m | 14.9 | 0 | 0 | 0 | 0 | 0 | 0 | 10
2 | 2 | 0 | 0 | AN. | 2 | Sewer Inspection | E2 & CW 2145 |  |  | 0 | 0 | 0 | 0 | 0 | 0 | 0
2 | 2 | 1 | 0 |  | a) | 300mm |  |  |  | 0 | 0 | 0 | 0 | 0 | 0 | 0
2 | 2 | 1 | 1 |  | i) | Pre-lining Inspection |  | m | 14.9 | 0 | 0 | 0 | 0 | 0 | 0 | 8
2 | 2 | 1 | 2 |  | ii) | Post Lining Inspection |  | m | 14.9 | 0 | 0 | 0 | 0 | 0 | 0 | 8
2 | 2 | 1 | 3 |  | iii) | Warranty Inspection |  | m | 14.9 | 0 | 0 | 0 | 0 | 0 | 0 | 8
2 | 3 | 0 | 0 | AN. | 3 | Flow Control | E2 | each | 1 | 0 | 0 | 0 | 0 | 0 | 0 | 0
2 | 4 | 0 | 0 | AN. | 4 | Full Segment CIPP | E2 |  |  | 0 | 0 | 0 | 0 | 0 | 0 | 0
2 | 4 | 1 | 0 |  | a) | 300mm |  | m | 14.9 | 0 | 0 | 0 | 0 | 0 | 0 | 0
2 | 5 | 0 | 0 | AN. | 5 | Reinstatement of Sewer Services | E2 | each | 3 | 0 | 0 | 0 | 0 | 0 | 0 | 0
[10 empty] | Subtotal: | 0 | 0 | 0 | 0 | 0 | 0
2 | 0 | 0 | 0 | AO |  | Henry Av (Asset No. MA20019690) - 2nd MH E of Maude St (Asset No. MH20017694) to 1st MH E of Maude St (Asset No. MH20017746) |  |  |  |  | 0
2 | 1 | 0 | 0 | AO. | 1 | Sewer Cleaning | E2 & CW 2140 |  |  | 0 | 0 | 0 | 0 | 0 | 0 | 0
2 | 1 | 1 | 0 |  | a) | 300mm |  |  |  | 0 | 0 | 0 | 0 | 0 | 0 | 0
2 | 1 | 1 | 1 |  | i) | Pre-lining Cleaning |  | m | 46.5 | 0 | 0 | 0 | 0 | 0 | 0 | 10
2 | 1 | 1 | 2 |  | ii) | Warranty Cleaning |  | m | 46.5 | 0 | 0 | 0 | 0 | 0 | 0 | 10
2 | 2 | 0 | 0 | AO. | 2 | Sewer Inspection | E2 & CW 2145 |  |  | 0 | 0 | 0 | 0 | 0 | 0 | 0
2 | 2 | 1 | 0 |  | a) | 300mm |  |  |  | 0 | 0 | 0 | 0 | 0 | 0 | 0
2 | 2 | 1 | 1 |  | i) | Pre-lining Inspection |  | m | 46.5 | 0 | 0 | 0 | 0 | 0 | 0 | 8
2 | 2 | 1 | 2 |  | ii) | Post Lining Inspection |  | m | 46.5 | 0 | 0 | 0 | 0 | 0 | 0 | 8
2 | 2 | 1 | 3 |  | iii) | Warranty Inspection |  | m | 46.5 | 0 | 0 | 0 | 0 | 0 | 0 | 8
2 | 3 | 0 | 0 | AO. | 3 | Solid Debris Cutting | CW 2140 |  |  | 0 | 0 | 0 | 0 | 0 | 0 | 0
2 | 3 | 1 | 0 |  | a) | First 3 metres |  | each | 1 | 0 | 0 | 0 | 0 | 0 | 0 | 0
2 | 3 | 2 | 0 |  | b) | At Joints and Services |  | each | 1 | 0 | 0 | 0 | 0 | 0 | 0 | 0
2 | 4 | 0 | 0 | AO. | 4 | Additional Solid Debris Cutting | E2 | m | 0.4 | 0 | 0 | 0 | 0 | 0 | 0 | 250
2 | 5 | 0 | 0 | AO. | 5 | Flow Control | E2 | each | 1 | 0 | 0 | 0 | 0 | 0 | 0 | 0
2 | 6 | 0 | 0 | AO. | 6 | Full Segment CIPP | E2 |  |  | 0 | 0 | 0 | 0 | 0 | 0 | 0
2 | 6 | 1 | 0 |  | a) | 300mm |  | m | 46.5 | 0 | 0 | 0 | 0 | 0 | 0 | 0
2 | 7 | 0 | 0 | AO. | 7 | Reinstatement of Sewer Services | E2 | each | 3 | 0 | 0 | 0 | 0 | 0 | 0 | 0
[10 empty] | Subtotal: | 0 | 0 | 0 | 0 | 0 | 0
2 | 0 | 0 | 0 | AP |  | Home St (Asset No. MA20018038) - 2nd MH N of Wellington Av (Asset No. MH20016186) to 1st MH N of Wellignton Av (Asset No. MH20016134) |  |  |  |  | 0
2 | 1 | 0 | 0 | AP. | 1 | Sewer Cleaning | E2 & CW 2140 |  |  | 0 | 0 | 0 | 0 | 0 | 0 | 0
2 | 1 | 1 | 0 |  | a) | 375mm |  |  |  | 0 | 0 | 0 | 0 | 0 | 0 | 0
2 | 1 | 1 | 1 |  | i) | Pre-lining Cleaning |  | m | 93.7 | 0 | 0 | 0 | 0 | 0 | 0 | 10
2 | 1 | 1 | 2 |  | ii) | Warranty Cleaning |  | m | 93.7 | 0 | 0 | 0 | 0 | 0 | 0 | 10
2 | 2 | 0 | 0 | AP. | 2 | Sewer Inspection | E2 & CW 2145 |  |  | 0 | 0 | 0 | 0 | 0 | 0 | 0
2 | 2 | 1 | 0 |  | a) | 375mm |  |  |  | 0 | 0 | 0 | 0 | 0 | 0 | 0
2 | 2 | 1 | 1 |  | i) | Pre-lining Inspection |  | m | 93.7 | 0 | 0 | 0 | 0 | 0 | 0 | 8
2 | 2 | 1 | 2 |  | ii) | Post Lining Inspection |  | m | 93.7 | 0 | 0 | 0 | 0 | 0 | 0 | 8
2 | 2 | 1 | 3 |  | iii) | Warranty Inspection |  | m | 93.7 | 0 | 0 | 0 | 0 | 0 | 0 | 8
2 | 3 | 0 | 0 | AP. | 3 | Solid Debris Cutting | CW 2140 |  |  | 0 | 0 | 0 | 0 | 0 | 0 | 0
2 | 3 | 1 | 0 |  | a) | First 3 metres |  | each | 1 | 0 | 0 | 0 | 0 | 0 | 0 | 0
2 | 3 | 2 | 0 |  | b) | At Joints and Services |  | each | 1 | 0 | 0 | 0 | 0 | 0 | 0 | 0
2 | 4 | 0 | 0 | AP. | 4 | Additional Solid Debris Cutting | E2 | m | 19 | 0 | 0 | 0 | 0 | 0 | 0 | 250
2 | 5 | 0 | 0 | AP. | 5 | Remove Intruding Sewer Services | E2 | each | 3 | 0 | 0 | 0 | 0 | 0 | 0 | 250
2 | 6 | 0 | 0 | AP. | 6 | Flow Control | E2 | each | 1 | 0 | 0 | 0 | 0 | 0 | 0 | 0
2 | 7 | 0 | 0 | AP. | 7 | Full Segment CIPP | E2 |  |  | 0 | 0 | 0 | 0 | 0 | 0 | 0
2 | 7 | 1 | 0 |  | a) | 375mm |  | m | 93.7 | 0 | 0 | 0 | 0 | 0 | 0 | 0
2 | 8 | 0 | 0 | AP. | 8 | Reinstatement of Sewer Services | E2 | each | 22 | 0 | 0 | 0 | 0 | 0 | 0 | 0
[10 empty] | Subtotal: | 0 | 0 | 0 | 0 | 0 | 0
2 | 0 | 0 | 0 | AQ |  | Home St (Asset No. MA20013367) - 1st MH S of Portage Av (Asset No. MH20013910) to MH at Preston Av (Asset No. MH70013154) |  |  |  |  | 0
2 | 1 | 0 | 0 | AQ. | 1 | Sewer Cleaning | E2 & CW 2140 |  |  | 0 | 0 | 0 | 0 | 0 | 0 | 0
2 | 1 | 1 | 0 |  | a) | 300mm |  |  |  | 0 | 0 | 0 | 0 | 0 | 0 | 0
2 | 1 | 1 | 1 |  | i) | Pre-lining Cleaning |  | m | 83.3 | 0 | 0 | 0 | 0 | 0 | 0 | 10
2 | 1 | 1 | 2 |  | ii) | Warranty Cleaning |  | m | 83.3 | 0 | 0 | 0 | 0 | 0 | 0 | 10
2 | 2 | 0 | 0 | AQ. | 2 | Sewer Inspection | E2 & CW 2145 |  |  | 0 | 0 | 0 | 0 | 0 | 0 | 0
2 | 2 | 1 | 0 |  | a) | 300mm |  |  |  | 0 | 0 | 0 | 0 | 0 | 0 | 0
2 | 2 | 1 | 1 |  | i) | Pre-lining Inspection |  | m | 83.3 | 0 | 0 | 0 | 0 | 0 | 0 | 8
2 | 2 | 1 | 2 |  | ii) | Post Lining Inspection |  | m | 83.3 | 0 | 0 | 0 | 0 | 0 | 0 | 8
2 | 2 | 1 | 3 |  | iii) | Warranty Inspection |  | m | 83.3 | 0 | 0 | 0 | 0 | 0 | 0 | 8
2 | 3 | 0 | 0 | AQ. | 3 | Remove Intruding Sewer Services | E2 | each | 1 | 0 | 0 | 0 | 0 | 0 | 0 | 250
2 | 4 | 0 | 0 | AQ. | 4 | Flow Control | E2 | each | 1 | 0 | 0 | 0 | 0 | 0 | 0 | 0
2 | 5 | 0 | 0 | AQ. | 5 | Full Segment CIPP | E2 |  |  | 0 | 0 | 0 | 0 | 0 | 0 | 0
2 | 5 | 1 | 0 |  | a) | 300mm |  | m | 83.3 | 0 | 0 | 0 | 0 | 0 | 0 | 0
2 | 6 | 0 | 0 | AQ. | 6 | Reinstatement of Sewer Services | E2 | each | 7 | 0 | 0 | 0 | 0 | 0 | 0 | 0
[10 empty] | Subtotal: | 0 | 0 | 0 | 0 | 0 | 0
2 | 0 | 0 | 0 | AR |  | Honeyman Av (Asset No. MA20015459) - MH at Chestnut St (CL) (Asset No. MH20013945) to MH at Chestnut (EPL) (Asset No. MH20013941) |  |  |  |  | 0
2 | 1 | 0 | 0 | AR. | 1 | Sewer Cleaning | E2 & CW 2140 |  |  | 0 | 0 | 0 | 0 | 0 | 0 | 0
2 | 1 | 1 | 0 |  | a) | 450mm |  |  |  | 0 | 0 | 0 | 0 | 0 | 0 | 0
2 | 1 | 1 | 1 |  | i) | AQ. |  | m | 12.6 | 0 | 0 | 0 | 0 | 0 | 0 | 10
2 | 1 | 1 | 2 |  | ii) | Warranty Cleaning |  | m | 12.6 | 0 | 0 | 0 | 0 | 0 | 0 | 10
2 | 2 | 0 | 0 | AR. | 2 | Sewer Inspection | E2 & CW 2145 |  |  | 0 | 0 | 0 | 0 | 0 | 0 | 0
2 | 2 | 1 | 0 |  | a) | 450mm |  |  |  | 0 | 0 | 0 | 0 | 0 | 0 | 0
2 | 2 | 1 | 1 |  | i) | Pre-lining Inspection |  | m | 12.6 | 0 | 0 | 0 | 0 | 0 | 0 | 8
2 | 2 | 1 | 2 |  | ii) | Post Lining Inspection |  | m | 12.6 | 0 | 0 | 0 | 0 | 0 | 0 | 8
2 | 2 | 1 | 3 |  | iii) | Warranty Inspection |  | m | 12.6 | 0 | 0 | 0 | 0 | 0 | 0 | 8
2 | 3 | 0 | 0 | AR. | 3 | Remove Intruding Sewer Services | E2 | each | 2 | 0 | 0 | 0 | 0 | 0 | 0 | 250
2 | 4 | 0 | 0 | AR. | 4 | Flow Control | E2 | each | 1 | 0 | 0 | 0 | 0 | 0 | 0 | 0
2 | 5 | 0 | 0 | AR. | 5 | Full Segment CIPP | E2 |  |  | 0 | 0 | 0 | 0 | 0 | 0 | 0
2 | 5 | 1 | 0 |  | a) | 450mm |  | m | 12.6 | 0 | 0 | 0 | 0 | 0 | 0 | 0
2 | 6 | 0 | 0 | AR. | 6 | Reinstatement of Sewer Services | E2 | each | 4 | 0 | 0 | 0 | 0 | 0 | 0 | 0
[10 empty] | Subtotal: | 0 | 0 | 0 | 0 | 0 | 0
2 | 0 | 0 | 0 | AS |  | Kennedy St (Asset No. MA20014045) - 3rd MH S of Broadway Av (Asset No. MH20012724) to 4th MH S of Broadway Av (Asset No. MH20012723) |  |  |  |  | 0
2 | 1 | 0 | 0 | AS. | 1 | Sewer Cleaning | E2 & CW 2140 |  |  | 0 | 0 | 0 | 0 | 0 | 0 | 0
2 | 1 | 1 | 0 |  | a) | 550mm |  |  |  | 0 | 0 | 0 | 0 | 0 | 0 | 0
2 | 1 | 1 | 1 |  | i) | Pre-lining Cleaning |  | m | 45.5 | 0 | 0 | 0 | 0 | 0 | 0 | 10
2 | 1 | 1 | 2 |  | ii) | Warranty Cleaning |  | m | 45.5 | 0 | 0 | 0 | 0 | 0 | 0 | 10
2 | 2 | 0 | 0 | AS. | 2 | Sewer Inspection | E2 & CW 2145 |  |  | 0 | 0 | 0 | 0 | 0 | 0 | 0
2 | 2 | 1 | 0 |  | a) | 550mm |  |  |  | 0 | 0 | 0 | 0 | 0 | 0 | 0
2 | 2 | 1 | 1 |  | i) | Pre-lining Inspection |  | m | 45.5 | 0 | 0 | 0 | 0 | 0 | 0 | 8
2 | 2 | 1 | 2 |  | ii) | Post Lining Inspection |  | m | 45.5 | 0 | 0 | 0 | 0 | 0 | 0 | 8
2 | 2 | 1 | 3 |  | iii) | Warranty Inspection |  | m | 45.5 | 0 | 0 | 0 | 0 | 0 | 0 | 8
2 | 3 | 0 | 0 | AS. | 3 | Flow Control | E2 | each | 1 | 0 | 0 | 0 | 0 | 0 | 0 | 0
2 | 4 | 0 | 0 | AS. | 4 | Full Segment CIPP | E2 |  |  | 0 | 0 | 0 | 0 | 0 | 0 | 0
2 | 4 | 1 | 0 |  | a) | 550mm |  | m | 45.5 | 0 | 0 | 0 | 0 | 0 | 0 | 0
[10 empty] | Subtotal: | 0 | 0 | 0 | 0 | 0 | 0
2 | 0 | 0 | 0 | AT |  | Kennedy St (Asset No. MA20014046) - 2nd MH S of Broadway Av (Asset No. MH20012725) to 3rd MH S of Broadway Av (Asset No. MH20012724) |  |  |  |  | 0
2 | 1 | 0 | 0 | AT. | 1 | Sewer Cleaning | E2 & CW 2140 |  |  | 0 | 0 | 0 | 0 | 0 | 0 | 0
2 | 1 | 1 | 0 |  | a) | 550mm |  |  |  | 0 | 0 | 0 | 0 | 0 | 0 | 0
2 | 1 | 1 | 1 |  | i) | Pre-lining Cleaning |  | m | 42.2 | 0 | 0 | 0 | 0 | 0 | 0 | 10
2 | 1 | 1 | 2 |  | ii) | Warranty Cleaning |  | m | 42.2 | 0 | 0 | 0 | 0 | 0 | 0 | 10
2 | 2 | 0 | 0 | AT. | 2 | Sewer Inspection | E2 & CW 2145 |  |  | 0 | 0 | 0 | 0 | 0 | 0 | 0
2 | 2 | 1 | 0 |  | a) | 550mm |  |  |  | 0 | 0 | 0 | 0 | 0 | 0 | 0
2 | 2 | 1 | 1 |  | i) | Pre-lining Inspection |  | m | 42.2 | 0 | 0 | 0 | 0 | 0 | 0 | 8
2 | 2 | 1 | 2 |  | ii) | Post Lining Inspection |  | m | 42.2 | 0 | 0 | 0 | 0 | 0 | 0 | 8
2 | 2 | 1 | 3 |  | iii) | Warranty Inspection |  | m | 42.2 | 0 | 0 | 0 | 0 | 0 | 0 | 8
2 | 3 | 0 | 0 | AT. | 3 | Solid Debris Cutting | CW 2140 |  |  | 0 | 0 | 0 | 0 | 0 | 0 | 0
2 | 3 | 1 | 0 |  | a) | At Joints and Services |  | each | 2 | 0 | 0 | 0 | 0 | 0 | 0 | 0
2 | 4 | 0 | 0 | AT. | 4 | Remove Intruding Sewer Services | E2 | each | 1 | 0 | 0 | 0 | 0 | 0 | 0 | 250
2 | 5 | 0 | 0 | AT. | 5 | Flow Control | E2 | each | 1 | 0 | 0 | 0 | 0 | 0 | 0 | 0
2 | 6 | 0 | 0 | AT. | 6 | Full Segment CIPP | E2 |  |  | 0 | 0 | 0 | 0 | 0 | 0 | 0
2 | 6 | 1 | 0 |  | a) | 550mm |  | m | 42.2 | 0 | 0 | 0 | 0 | 0 | 0 | 0
2 | 7 | 0 | 0 | AT. | 7 | Reinstatement of Sewer Services | E2 | each | 5 | 0 | 0 | 0 | 0 | 0 | 0 | 0
[10 empty] | Subtotal: | 0 | 0 | 0 | 0 | 0 | 0
2 | 0 | 0 | 0 | AU |  | Kennedy (Asset No. MA20014047) - 2nd MH S of Broadway Av (Asset No. MH20012768) to 1st MH S of Broadway Av (Asset No. MH20012725) |  |  |  |  | 0
2 | 1 | 0 | 0 | AU. | 1 | Sewer Cleaning | E2 & CW 2140 |  |  | 0 | 0 | 0 | 0 | 0 | 0 | 0
2 | 1 | 1 | 0 |  | a) | 550mm |  |  |  | 0 | 0 | 0 | 0 | 0 | 0 | 0
2 | 1 | 1 | 1 |  | i) | Pre-lining Cleaning |  | m | 88.8 | 0 | 0 | 0 | 0 | 0 | 0 | 10
2 | 1 | 1 | 2 |  | ii) | Warranty Cleaning |  | m | 88.8 | 0 | 0 | 0 | 0 | 0 | 0 | 10
2 | 2 | 0 | 0 | AU. | 2 | Sewer Inspection | E2 & CW 2145 |  |  | 0 | 0 | 0 | 0 | 0 | 0 | 0
2 | 2 | 1 | 0 |  | a) | 550mm |  |  |  | 0 | 0 | 0 | 0 | 0 | 0 | 0
2 | 2 | 1 | 1 |  | i) | Pre-lining Inspection |  | m | 88.8 | 0 | 0 | 0 | 0 | 0 | 0 | 8
2 | 2 | 1 | 2 |  | ii) | Post Lining Inspection |  | m | 88.8 | 0 | 0 | 0 | 0 | 0 | 0 | 8
2 | 2 | 1 | 3 |  | iii) | Warranty Inspection |  | m | 88.8 | 0 | 0 | 0 | 0 | 0 | 0 | 8
2 | 3 | 0 | 0 | AU. | 3 | Solid Debris Cutting | CW 2140 |  |  | 0 | 0 | 0 | 0 | 0 | 0 | 0
2 | 3 | 1 | 0 |  | a) | At Joints and Services |  | each | 2 | 0 | 0 | 0 | 0 | 0 | 0 | 0
2 | 4 | 0 | 0 | AU. | 4 | Remove Intruding Sewer Services | E2 | each | 1 | 0 | 0 | 0 | 0 | 0 | 0 | 250
2 | 5 | 0 | 0 | AU. | 5 | Flow Control | E2 | each | 1 | 0 | 0 | 0 | 0 | 0 | 0 | 0
2 | 6 | 0 | 0 | AU. | 6 | Full Segment CIPP | E2 |  |  | 0 | 0 | 0 | 0 | 0 | 0 | 0
2 | 6 | 1 | 0 |  | a) | 550mm |  | m | 88.8 | 0 | 0 | 0 | 0 | 0 | 0 | 0
2 | 7 | 0 | 0 | AU. | 7 | Reinstatement of Sewer Services | E2 | each | 8 | 0 | 0 | 0 | 0 | 0 | 0 | 0
[10 empty] | Subtotal: | 0 | 0 | 0 | 0 | 0 | 0
2 | 0 | 0 | 0 | AV |  | Kennedy St (Asset No. MA20016935) - 1st MH N of Sargent Av (Asset No. MH20015216) to MH at Sargent Av (Asset No. MH20015221) |  |  |  |  | 0
2 | 1 | 0 | 0 | AV. | 1 | Sewer Cleaning | E2 & CW 2140 |  |  | 0 | 0 | 0 | 0 | 0 | 0 | 0
2 | 1 | 1 | 0 |  | a) | 300mm |  |  |  | 0 | 0 | 0 | 0 | 0 | 0 | 0
2 | 1 | 1 | 1 |  | i) | Pre-lining Cleaning |  | m | 99.4 | 0 | 0 | 0 | 0 | 0 | 0 | 10
2 | 1 | 1 | 2 |  | ii) | Warranty Cleaning |  | m | 99.4 | 0 | 0 | 0 | 0 | 0 | 0 | 10
2 | 2 | 0 | 0 | AV. | 2 | Sewer Inspection | E2 & CW 2145 |  |  | 0 | 0 | 0 | 0 | 0 | 0 | 0
2 | 2 | 1 | 0 |  | a) | 300mm |  |  |  | 0 | 0 | 0 | 0 | 0 | 0 | 0
2 | 2 | 1 | 1 |  | i) | Pre-lining Inspection |  | m | 99.4 | 0 | 0 | 0 | 0 | 0 | 0 | 8
2 | 2 | 1 | 2 |  | ii) | Post Lining Inspection |  | m | 99.4 | 0 | 0 | 0 | 0 | 0 | 0 | 8
2 | 2 | 1 | 3 |  | iii) | Warranty Inspection |  | m | 99.4 | 0 | 0 | 0 | 0 | 0 | 0 | 8
2 | 3 | 0 | 0 | AV. | 3 | Solid Debris Cutting | CW 2140 |  |  | 0 | 0 | 0 | 0 | 0 | 0 | 0
2 | 3 | 1 | 0 |  | a) | At Joints and Services |  | each | 1 | 0 | 0 | 0 | 0 | 0 | 0 | 0
2 | 4 | 0 | 0 | AV. | 4 | Remove Intruding Sewer Services | E2 | each | 4 | 0 | 0 | 0 | 0 | 0 | 0 | 250
2 | 5 | 0 | 0 | AV. | 5 | Flow Control | E2 | each | 1 | 0 | 0 | 0 | 0 | 0 | 0 | 0
2 | 6 | 0 | 0 | AV. | 6 | Full Segment CIPP | E2 |  |  | 0 | 0 | 0 | 0 | 0 | 0 | 0
2 | 6 | 1 | 0 |  | a) | 300mm |  | m | 99.4 | 0 | 0 | 0 | 0 | 0 | 0 | 0
2 | 7 | 0 | 0 | AV. | 7 | Reinstatement of Sewer Services | E2 | each | 13 | 0 | 0 | 0 | 0 | 0 | 0 | 0
[10 empty] | Subtotal: | 0 | 0 | 0 | 0 | 0 | 0
2 | 0 | 0 | 0 | AW |  | Kennedy St (Asset No. MA20014044) - 4th MH S of Broadway Av (Asset No. MH20012723) to 5th MH S of Broadway Av (Asset No. MH20012720) |  |  |  |  | 0
2 | 1 | 0 | 0 | AW. | a) | Sewer Cleaning | E2 & CW 2140 |  |  | 0 | 0 | 0 | 0 | 0 | 0 | 0
2 | 1 | 1 | 0 |  | a) | 550mm |  |  |  | 0 | 0 | 0 | 0 | 0 | 0 | 0
2 | 1 | 1 | 1 |  | i) | Pre-lining Cleaning |  | m | 87.2 | 0 | 0 | 0 | 0 | 0 | 0 | 10
2 | 1 | 1 | 2 |  | ii) | Warranty Cleaning |  | m | 87.2 | 0 | 0 | 0 | 0 | 0 | 0 | 10
2 | 2 | 0 | 0 | AW. | 2 | Sewer Inspection | E2 & CW 2145 |  |  | 0 | 0 | 0 | 0 | 0 | 0 | 0
2 | 2 | 1 | 0 |  | a) | 550mm |  |  |  | 0 | 0 | 0 | 0 | 0 | 0 | 0
2 | 2 | 1 | 1 |  | i) | Pre-lining Inspection |  | m | 87.2 | 0 | 0 | 0 | 0 | 0 | 0 | 8
2 | 2 | 1 | 2 |  | ii) | Post Lining Inspection |  | m | 87.2 | 0 | 0 | 0 | 0 | 0 | 0 | 8
2 | 2 | 1 | 3 |  | iii) | Warranty Inspection |  | m | 87.2 | 0 | 0 | 0 | 0 | 0 | 0 | 8
2 | 3 | 0 | 0 | AW. | 3 | Solid Debris Cutting | CW 2140 |  |  | 0 | 0 | 0 | 0 | 0 | 0 | 0
2 | 3 | 1 | 0 |  | a) | At Joints and Services |  | each | 2 | 0 | 0 | 0 | 0 | 0 | 0 | 0
2 | 4 | 0 | 0 | AW. | 4 | Remove Intruding Sewer Services | E2 | each | 2 | 0 | 0 | 0 | 0 | 0 | 0 | 250
2 | 5 | 0 | 0 | AW. | 5 | Flow Control | E2 | each | 1 | 0 | 0 | 0 | 0 | 0 | 0 | 0
2 | 6 | 0 | 0 | AW. | 6 | Full Segment CIPP | E2 |  |  | 0 | 0 | 0 | 0 | 0 | 0 | 0
2 | 6 | 1 | 0 |  | a) | 550mm |  | m | 87.2 | 0 | 0 | 0 | 0 | 0 | 0 | 0
2 | 7 | 0 | 0 | AW. | 7 | Reinstatement of Sewer Services | E2 | each | 9 | 0 | 0 | 0 | 0 | 0 | 0 | 0
[10 empty] | Subtotal: | 0 | 0 | 0 | 0 | 0 | 0
2 | 0 | 0 | 0 | AX |  | Langside St (Asset No. MA20016763) - 2nd MH S of Sargent Av (Asset No. MH20015092) to 3rd MH S of Sargent Av (Asset No. MH20015068) |  |  |  |  | 0
2 | 1 | 0 | 0 | AX. | 1 | Sewer Cleaning | E2 & CW 2140 |  |  | 0 | 0 | 0 | 0 | 0 | 0 | 0
2 | 1 | 1 | 0 |  | a) | 375mm |  |  |  | 0 | 0 | 0 | 0 | 0 | 0 | 0
2 | 1 | 1 | 1 |  | i) | Pre-lining Cleaning |  | m | 76.2 | 0 | 0 | 0 | 0 | 0 | 0 | 10
2 | 1 | 1 | 2 |  | ii) | Warranty Cleaning |  | m | 76.2 | 0 | 0 | 0 | 0 | 0 | 0 | 10
2 | 2 | 0 | 0 | AX. | 2 | Sewer Inspection | E2 & CW 2145 |  |  | 0 | 0 | 0 | 0 | 0 | 0 | 0
2 | 2 | 1 | 0 |  | a) | 375mm |  |  |  | 0 | 0 | 0 | 0 | 0 | 0 | 0
2 | 2 | 1 | 1 |  | i) | Pre-lining Inspection |  | m | 76.2 | 0 | 0 | 0 | 0 | 0 | 0 | 8
2 | 2 | 1 | 2 |  | ii) | Post Lining Inspection |  | m | 76.2 | 0 | 0 | 0 | 0 | 0 | 0 | 8
2 | 2 | 1 | 3 |  | iii) | Warranty Inspection |  | m | 76.2 | 0 | 0 | 0 | 0 | 0 | 0 | 8
2 | 3 | 0 | 0 | AX. | 3 | Solid Debris Cutting | CW 2140 |  |  | 0 | 0 | 0 | 0 | 0 | 0 | 0
2 | 3 | 1 | 0 |  | a) | At Joints and Services |  | each | 2 | 0 | 0 | 0 | 0 | 0 | 0 | 0
2 | 4 | 0 | 0 | AX. | 4 | Remove Intruding Sewer Services | E2 | each | 6 | 0 | 0 | 0 | 0 | 0 | 0 | 250
2 | 5 | 0 | 0 | AX. | 5 | Flow Control | E2 | each | 1 | 0 | 0 | 0 | 0 | 0 | 0 | 0
2 | 6 | 0 | 0 | AX. | 6 | Full Segment CIPP | E2 |  |  | 0 | 0 | 0 | 0 | 0 | 0 | 0
2 | 6 | 1 | 0 |  | a) | 375mm |  | m | 76.2 | 0 | 0 | 0 | 0 | 0 | 0 | 0
2 | 7 | 0 | 0 | AX. | 7 | Reinstatement of Sewer Services | E2 | each | 19 | 0 | 0 | 0 | 0 | 0 | 0 | 0
[10 empty] | Subtotal: | 0 | 0 | 0 | 0 | 0 | 0
2 | 0 | 0 | 0 | AY |  | Langside St (Asset No. MA20016473) - 1st MH S of Furley Pl (Asset No. MH20014818) to 1st MH N of Furby Pl (Asset No. MH70012356) |  |  |  |  | 0
2 | 1 | 0 | 0 | AY. | 1 | Sewer Cleaning | E2 & CW 2140 |  |  | 0 | 0 | 0 | 0 | 0 | 0 | 0
2 | 1 | 1 | 0 |  | a) | 300mm |  |  |  | 0 | 0 | 0 | 0 | 0 | 0 | 0
2 | 1 | 1 | 1 |  | i) | Pre-lining Cleaning |  | m | 75.5 | 0 | 0 | 0 | 0 | 0 | 0 | 10
2 | 1 | 1 | 2 |  | ii) | Warranty Cleaning |  | m | 75.5 | 0 | 0 | 0 | 0 | 0 | 0 | 10
2 | 2 | 0 | 0 | AY. | 2 | Sewer Inspection | E2 & CW 2145 |  |  | 0 | 0 | 0 | 0 | 0 | 0 | 0
2 | 2 | 1 | 0 |  | a) | 300mm |  |  |  | 0 | 0 | 0 | 0 | 0 | 0 | 0
2 | 2 | 1 | 1 |  | i) | Pre-lining Inspection |  | m | 75.5 | 0 | 0 | 0 | 0 | 0 | 0 | 8
2 | 2 | 1 | 2 |  | ii) | Post Lining Inspection |  | m | 75.5 | 0 | 0 | 0 | 0 | 0 | 0 | 8
2 | 2 | 1 | 3 |  | iii) | Warranty Inspection |  | m | 75.5 | 0 | 0 | 0 | 0 | 0 | 0 | 8
2 | 3 | 0 | 0 | AY. | 3 | Solid Debris Cutting | CW 2140 |  |  | 0 | 0 | 0 | 0 | 0 | 0 | 0
2 | 3 | 1 | 0 |  | a) | At Joints and Services |  | each | 2 | 0 | 0 | 0 | 0 | 0 | 0 | 0
2 | 4 | 0 | 0 | AY. | 4 | Remove Intruding Sewer Services | E2 | each | 5 | 0 | 0 | 0 | 0 | 0 | 0 | 250
2 | 5 | 0 | 0 | AY. | 5 | Flow Control | E2 | each | 1 | 0 | 0 | 0 | 0 | 0 | 0 | 0
2 | 6 | 0 | 0 | AY. | 6 | Full Segment CIPP | E2 |  |  | 0 | 0 | 0 | 0 | 0 | 0 | 0
2 | 6 | 1 | 0 |  | a) | 300mm |  | m | 75.5 | 0 | 0 | 0 | 0 | 0 | 0 | 0
2 | 7 | 0 | 0 | AY. | 7 | Reinstatement of Sewer Services | E2 | each | 19 | 0 | 0 | 0 | 0 | 0 | 0 | 0
[10 empty] | Subtotal: | 0 | 0 | 0 | 0 | 0 | 0
2 | 0 | 0 | 0 | AZ |  | Lipton St (Asset No. MA20013794) - 1st MH S of Wolseley Av (Asset No. MH20012511) to MH at Westminster Av (Asset No. MH20012492) |  |  |  |  | 0
2 | 1 | 0 | 0 | AZ. | 1 | Sewer Cleaning | E2 & CW 2140 |  |  | 0 | 0 | 0 | 0 | 0 | 0 | 0
2 | 1 | 1 | 0 |  | a) | 300mm |  |  |  | 0 | 0 | 0 | 0 | 0 | 0 | 0
2 | 1 | 1 | 1 |  | i) | Pre-lining Cleaning |  | m | 74.5 | 0 | 0 | 0 | 0 | 0 | 0 | 10
2 | 1 | 1 | 2 |  | ii) | Warranty Cleaning |  | m | 74.5 | 0 | 0 | 0 | 0 | 0 | 0 | 10
2 | 2 | 0 | 0 | AZ. | 2 | Sewer Inspection | E2 & CW 2145 |  |  | 0 | 0 | 0 | 0 | 0 | 0 | 0
2 | 2 | 1 | 0 |  | a) | 300mm |  |  |  | 0 | 0 | 0 | 0 | 0 | 0 | 0
2 | 2 | 1 | 1 |  | i) | Pre-lining Inspection |  | m | 74.5 | 0 | 0 | 0 | 0 | 0 | 0 | 8
2 | 2 | 1 | 2 |  | ii) | Post Lining Inspection |  | m | 74.5 | 0 | 0 | 0 | 0 | 0 | 0 | 8
2 | 2 | 1 | 3 |  | iii) | Warranty Inspection |  | m | 74.5 | 0 | 0 | 0 | 0 | 0 | 0 | 8
2 | 3 | 0 | 0 | AZ. | 3 | Remove Intruding Sewer Services | E2 | each | 1 | 0 | 0 | 0 | 0 | 0 | 0 | 250
2 | 4 | 0 | 0 | AZ. | 4 | Flow Control | E2 | each | 1 | 0 | 0 | 0 | 0 | 0 | 0 | 0
2 | 5 | 0 | 0 | AZ. | 5 | Full Segment CIPP | E2 |  |  | 0 | 0 | 0 | 0 | 0 | 0 | 0
2 | 5 | 1 | 0 |  | a) | 300mm |  | m | 74.5 | 0 | 0 | 0 | 0 | 0 | 0 | 0
2 | 6 | 0 | 0 | AZ. | 6 | Reinstatement of Sewer Services | E2 | each | 18 | 0 | 0 | 0 | 0 | 0 | 0 | 0
[10 empty] | Subtotal: | 0 | 0 | 0 | 0 | 0 | 0
2 | 0 | 0 | 0 | BA |  | Logan Av (Asset No. MA20012030) - MH at Quelch St (Asset No. MH20010965) to 1st MH E of Quelch St (Asset No. MH70015978) |  |  |  |  | 0
2 | 1 | 0 | 0 | BA. | 1 | Sewer Cleaning | E2 & CW 2140 |  |  | 0 | 0 | 0 | 0 | 0 | 0 | 0
2 | 1 | 1 | 0 |  | a) | 750mm |  |  |  | 0 | 0 | 0 | 0 | 0 | 0 | 0
2 | 1 | 1 | 1 |  | i) | Pre-lining Cleaning |  | m | 100.2 | 0 | 0 | 0 | 0 | 0 | 0 | 10
2 | 1 | 1 | 2 |  | ii) | Warranty Cleaning |  | m | 100.2 | 0 | 0 | 0 | 0 | 0 | 0 | 10
2 | 2 | 0 | 0 | BA. | 2 | Sewer Inspection | E2 & CW 2145 |  |  | 0 | 0 | 0 | 0 | 0 | 0 | 0
2 | 2 | 1 | 0 |  | a) | 750mm |  |  |  | 0 | 0 | 0 | 0 | 0 | 0 | 0
2 | 2 | 1 | 1 |  | i) | Pre-lining Inspection |  | m | 100.2 | 0 | 0 | 0 | 0 | 0 | 0 | 8
2 | 2 | 1 | 2 |  | ii) | Post Lining Inspection |  | m | 100.2 | 0 | 0 | 0 | 0 | 0 | 0 | 8
2 | 2 | 1 | 3 |  | iii) | Warranty Inspection |  | m | 100.2 | 0 | 0 | 0 | 0 | 0 | 0 | 8
2 | 3 | 0 | 0 | BA. | 3 | Solid Debris Cutting | CW 2140 |  |  | 0 | 0 | 0 | 0 | 0 | 0 | 0
2 | 3 | 1 | 0 |  | a) | At Joints and Services |  | each | 3 | 0 | 0 | 0 | 0 | 0 | 0 | 0
2 | 4 | 0 | 0 | BA. | 4 | Flow Control | E2 | each | 1 | 0 | 0 | 0 | 0 | 0 | 0 | 0
2 | 5 | 0 | 0 | BA. | 5 | Full Segment CIPP | E2 |  |  | 0 | 0 | 0 | 0 | 0 | 0 | 0
2 | 5 | 1 | 0 |  | a) | 750mm |  | m | 100.2 | 0 | 0 | 0 | 0 | 0 | 0 | 0
2 | 6 | 0 | 0 | BA. | 6 | Reinstatement of Sewer Services | E2 | each | 11 | 0 | 0 | 0 | 0 | 0 | 0 | 0
[10 empty] | Subtotal: | 0 | 0 | 0 | 0 | 0 | 0
2 | 0 | 0 | 0 | BB |  | Logan Av (Asset No. MA20013042) - MH at Vine St (CL) (Asset No. MH20010963) to MH at Vine St (EL) (Asset No. MH20016277) |  |  |  |  | 0
2 | 1 | 0 | 0 | BB. | 1 | Sewer Cleaning | E2 & CW 2140 |  |  | 0 | 0 | 0 | 0 | 0 | 0 | 0
2 | 1 | 1 | 0 |  | a) | 750mm |  |  |  | 0 | 0 | 0 | 0 | 0 | 0 | 0
2 | 1 | 1 | 1 |  | i) | Pre-lining Cleaning |  | m | 5.7 | 0 | 0 | 0 | 0 | 0 | 0 | 10
2 | 1 | 1 | 2 |  | ii) | Warranty Cleaning |  | m | 5.7 | 0 | 0 | 0 | 0 | 0 | 0 | 10
2 | 2 | 0 | 0 | BB. | 2 | Sewer Inspection | E2 & CW 2145 |  |  | 0 | 0 | 0 | 0 | 0 | 0 | 0
2 | 2 | 1 | 0 |  | a) | 750mm |  |  |  | 0 | 0 | 0 | 0 | 0 | 0 | 0
2 | 2 | 1 | 1 |  | i) | Pre-lining Inspection |  | m | 5.7 | 0 | 0 | 0 | 0 | 0 | 0 | 8
2 | 2 | 1 | 2 |  | ii) | Post Lining Inspection |  | m | 5.7 | 0 | 0 | 0 | 0 | 0 | 0 | 8
2 | 2 | 1 | 3 |  | iii) | Warranty Inspection |  | m | 5.7 | 0 | 0 | 0 | 0 | 0 | 0 | 8
2 | 3 | 0 | 0 | BB. | 3 | Flow Control | E2 | each | 1 | 0 | 0 | 0 | 0 | 0 | 0 | 0
2 | 4 | 0 | 0 | BB. | 4 | Full Segment CIPP | E2 |  |  | 0 | 0 | 0 | 0 | 0 | 0 | 0
2 | 4 | 1 | 0 |  | a) | 750mm |  | m | 5.7 | 0 | 0 | 0 | 0 | 0 | 0 | 0
[10 empty] | Subtotal: | 0 | 0 | 0 | 0 | 0 | 0
2 | 0 | 0 | 0 | BC |  | Logan Av (Asset No. MA20013093) - MH at Winks St (Asset No. MH20011918) to 1st MH E of Winks St (Asset No. MH20017446) |  |  |  |  | 0
2 | 1 | 0 | 0 | BC | 1 | Sewer Cleaning | E2 & CW 2140 |  |  | 0 | 0 | 0 | 0 | 0 | 0 | 0
2 | 1 | 1 | 0 |  | a) | 750mm |  |  |  | 0 | 0 | 0 | 0 | 0 | 0 | 0
2 | 1 | 1 | 1 |  | i) | Pre-lining Cleaning |  | m | 47.6 | 0 | 0 | 0 | 0 | 0 | 0 | 10
2 | 1 | 1 | 2 |  | ii) | Warranty Cleaning |  | m | 47.6 | 0 | 0 | 0 | 0 | 0 | 0 | 10
2 | 2 | 0 | 0 | BC | 2 | Sewer Inspection | E2 & CW 2145 |  |  | 0 | 0 | 0 | 0 | 0 | 0 | 0
2 | 2 | 1 | 0 |  | a) | 750mm |  |  |  | 0 | 0 | 0 | 0 | 0 | 0 | 0
2 | 2 | 1 | 1 |  | i) | Pre-lining Inspection |  | m | 47.6 | 0 | 0 | 0 | 0 | 0 | 0 | 8
2 | 2 | 1 | 2 |  | ii) | Post Lining Inspection |  | m | 47.6 | 0 | 0 | 0 | 0 | 0 | 0 | 8
2 | 2 | 1 | 3 |  | iii) | Warranty Inspection |  | m | 47.6 | 0 | 0 | 0 | 0 | 0 | 0 | 8
2 | 3 | 0 | 0 | BC | 3 | Flow Control | E2 | each | 1 | 0 | 0 | 0 | 0 | 0 | 0 | 0
2 | 4 | 0 | 0 | BC | 4 | Full Segment CIPP | E2 |  |  | 0 | 0 | 0 | 0 | 0 | 0 | 0
2 | 4 | 1 | 0 |  | a) | 750mm |  | m | 47.6 | 0 | 0 | 0 | 0 | 0 | 0 | 0
2 | 5 | 0 | 0 | BC | 5 | Reinstatement of Sewer Services | E2 | each | 4 | 0 | 0 | 0 | 0 | 0 | 0 | 0
[10 empty] | Subtotal: | 0 | 0 | 0 | 0 | 0 | 0
2 | 0 | 0 | 0 | BD |  | Logan Av (Asset No. MA70024709) - 1st MH E of Blaine St (Asset No. MH70008536) to MH at Winks St (Asset No. MH20011918) |  |  |  |  | 0
2 | 1 | 0 | 0 | BD | 1 | Sewer Cleaning | E2 & CW 2140 |  |  | 0 | 0 | 0 | 0 | 0 | 0 | 0
2 | 1 | 1 | 0 |  | a) | 600mm/750mm |  |  |  | 0 | 0 | 0 | 0 | 0 | 0 | 0
2 | 1 | 1 | 1 |  | i) | Pre-lining Cleaning |  | m | 106.5 | 0 | 0 | 0 | 0 | 0 | 0 | 10
2 | 1 | 1 | 2 |  | ii) | Warranty Cleaning |  | m | 106.5 | 0 | 0 | 0 | 0 | 0 | 0 | 10
2 | 2 | 0 | 0 | BD | 2 | Sewer Inspection | E2 & CW 2145 |  |  | 0 | 0 | 0 | 0 | 0 | 0 | 0
2 | 2 | 1 | 0 |  | a) | 600mm/750mm |  |  |  | 0 | 0 | 0 | 0 | 0 | 0 | 0
2 | 2 | 1 | 1 |  | i) | Pre-lining Inspection |  | m | 106.5 | 0 | 0 | 0 | 0 | 0 | 0 | 8
2 | 2 | 1 | 2 |  | ii) | Post Lining Inspection |  | m | 106.5 | 0 | 0 | 0 | 0 | 0 | 0 | 8
2 | 2 | 1 | 3 |  | iii) | Warranty Inspection |  | m | 106.5 | 0 | 0 | 0 | 0 | 0 | 0 | 8
2 | 3 | 0 | 0 | BD | 3 | Flow Control | E2 | each | 1 | 0 | 0 | 0 | 0 | 0 | 0 | 0
2 | 4 | 0 | 0 | BD | 4 | Full Segment CIPP | E2 |  |  | 0 | 0 | 0 | 0 | 0 | 0 | 0
2 | 4 | 1 | 0 |  | a) | 600mm/750mm |  | m | 106.5 | 0 | 0 | 0 | 0 | 0 | 0 | 0
2 | 5 | 0 | 0 | BD | 5 | Reinstatement of Sewer Services | E2 | each | 15 | 0 | 0 | 0 | 0 | 0 | 0 | 0
[10 empty] | Subtotal: | 0 | 0 | 0 | 0 | 0 | 0
2 | 0 | 0 | 0 | BE |  | Logan Av (Asset No. MA70040271) - 1st MH E of Quelch St (Asset No. MH70015978) to MH at Vine St (Asset No. MH20010963) |  |  |  |  | 0
2 | 1 | 0 | 0 | BE. | 1 | Sewer Cleaning | E2 & CW 2140 |  |  | 0 | 0 | 0 | 0 | 0 | 0 | 0
2 | 1 | 1 | 0 |  | a) | 750mm |  |  |  | 0 | 0 | 0 | 0 | 0 | 0 | 0
2 | 1 | 1 | 1 |  | i) | Pre-lining Cleaning |  | m | 96.2 | 0 | 0 | 0 | 0 | 0 | 0 | 10
2 | 1 | 1 | 2 |  | ii) | Warranty Cleaning |  | m | 96.2 | 0 | 0 | 0 | 0 | 0 | 0 | 10
2 | 2 | 0 | 0 | BE. | 2 | Sewer Inspection | E2 & CW 2145 |  |  | 0 | 0 | 0 | 0 | 0 | 0 | 0
2 | 2 | 1 | 0 |  | a) | 750mm |  |  |  | 0 | 0 | 0 | 0 | 0 | 0 | 0
2 | 2 | 1 | 1 |  | i) | Pre-lining Inspection |  | m | 96.2 | 0 | 0 | 0 | 0 | 0 | 0 | 8
2 | 2 | 1 | 2 |  | ii) | Post Lining Inspection |  | m | 96.2 | 0 | 0 | 0 | 0 | 0 | 0 | 8
2 | 2 | 1 | 3 |  | iii) | Warranty Inspection |  | m | 96.2 | 0 | 0 | 0 | 0 | 0 | 0 | 8
2 | 3 | 0 | 0 | BE. | 3 | Solid Debris Cutting | CW 2140 |  |  | 0 | 0 | 0 | 0 | 0 | 0 | 0
2 | 3 | 1 | 0 |  | a) | At Joints and Services |  | each | 2 | 0 | 0 | 0 | 0 | 0 | 0 | 0
2 | 4 | 0 | 0 | BE. | 4 | Remove Intruding Sewer Services | E2 | each | 1 | 0 | 0 | 0 | 0 | 0 | 0 | 250
2 | 5 | 0 | 0 | BE. | 5 | Flow Control | E2 | each | 1 | 0 | 0 | 0 | 0 | 0 | 0 | 0
2 | 6 | 0 | 0 | BE. | 6 | Full Segment CIPP | E2 |  |  | 0 | 0 | 0 | 0 | 0 | 0 | 0
2 | 6 | 1 | 0 |  | a) | 750mm |  | m | 96.2 | 0 | 0 | 0 | 0 | 0 | 0 | 0
2 | 7 | 0 | 0 | BE. | 7 | Reinstatement of Sewer Services | E2 | each | 17 | 0 | 0 | 0 | 0 | 0 | 0 | 0
[10 empty] | Subtotal: | 0 | 0 | 0 | 0 | 0 | 0
2 | 0 | 0 | 0 | BF |  | Logan Av (Asset No. MA70040638) - MH at Vine St (Asset No. MH70016277) to MH at Westminster Av (Asset No. MH70016276) |  |  |  |  | 0
2 | 1 | 0 | 0 | BF. | 1 | Sewer Cleaning | E2 & CW 2140 |  |  | 0 | 0 | 0 | 0 | 0 | 0 | 0
2 | 1 | 1 | 0 |  | a) | 750mm |  |  |  | 0 | 0 | 0 | 0 | 0 | 0 | 0
2 | 1 | 1 | 1 |  | i) | Pre-lining Cleaning |  | m | 90.4 | 0 | 0 | 0 | 0 | 0 | 0 | 10
2 | 1 | 1 | 2 |  | ii) | Warranty Cleaning |  | m | 90.4 | 0 | 0 | 0 | 0 | 0 | 0 | 10
2 | 2 | 0 | 0 | BF. | 2 | Sewer Inspection | E2 & CW 2145 |  |  | 0 | 0 | 0 | 0 | 0 | 0 | 0
2 | 2 | 1 | 0 |  | a) | 750mm |  |  |  | 0 | 0 | 0 | 0 | 0 | 0 | 0
2 | 2 | 1 | 1 |  | i) | Pre-lining Inspection |  | m | 90.4 | 0 | 0 | 0 | 0 | 0 | 0 | 8
2 | 2 | 1 | 2 |  | ii) | Post Lining Inspection |  | m | 90.4 | 0 | 0 | 0 | 0 | 0 | 0 | 8
2 | 2 | 1 | 3 |  | iii) | Warranty Inspection |  | m | 90.4 | 0 | 0 | 0 | 0 | 0 | 0 | 8
2 | 3 | 0 | 0 | BF. | 3 | Solid Debris Cutting | CW 2140 |  |  | 0 | 0 | 0 | 0 | 0 | 0 | 0
2 | 3 | 1 | 0 |  | a) | At Joints and Services |  | each | 3 | 0 | 0 | 0 | 0 | 0 | 0 | 0
2 | 4 | 0 | 0 | BF. | 4 | Flow Control | E2 | each | 1 | 0 | 0 | 0 | 0 | 0 | 0 | 0
2 | 5 | 0 | 0 | BF. | 5 | Full Segment CIPP | E2 |  |  | 0 | 0 | 0 | 0 | 0 | 0 | 0
2 | 5 | 1 | 0 |  | a) | 750mm |  | m | 90.4 | 0 | 0 | 0 | 0 | 0 | 0 | 0
2 | 6 | 0 | 0 | BF. | 6 | Reinstatement of Sewer Services | E2 | each | 7 | 0 | 0 | 0 | 0 | 0 | 0 | 0
[10 empty] | Subtotal: | 0 | 0 | 0 | 0 | 0 | 0
2 | 0 | 0 | 0 | BG |  | Lorne Av (Asset No. MA00013745) - MH at Beaconsfield St (Asset No. MH00012321) to 1st MH W of Beaconsfield St (Asset No. MH00012235) |  |  |  |  | 0
2 | 1 | 0 | 0 | BG. | 1 | Sewer Cleaning | E2 & CW 2140 |  |  | 0 | 0 | 0 | 0 | 0 | 0 | 0
2 | 1 | 1 | 0 |  | a) | 300mm |  |  |  | 0 | 0 | 0 | 0 | 0 | 0 | 0
2 | 1 | 1 | 1 |  | i) | Pre-lining Cleaning |  | m | 108 | 0 | 0 | 0 | 0 | 0 | 0 | 10
2 | 1 | 1 | 2 |  | ii) | Warranty Cleaning |  | m | 108 | 0 | 0 | 0 | 0 | 0 | 0 | 10
2 | 2 | 0 | 0 | BG. | 2 | Sewer Inspection | E2 & CW 2145 |  |  | 0 | 0 | 0 | 0 | 0 | 0 | 0
2 | 2 | 1 | 0 |  | a) | 300mm |  |  |  | 0 | 0 | 0 | 0 | 0 | 0 | 0
2 | 2 | 1 | 1 |  | i) | Pre-lining Inspection |  | m | 108 | 0 | 0 | 0 | 0 | 0 | 0 | 8
2 | 2 | 1 | 2 |  | ii) | Post Lining Inspection |  | m | 108 | 0 | 0 | 0 | 0 | 0 | 0 | 8
2 | 2 | 1 | 3 |  | iii) | Warranty Inspection |  | m | 108 | 0 | 0 | 0 | 0 | 0 | 0 | 8
2 | 3 | 0 | 0 | BG. | 3 | Solid Debris Cutting | CW 2140 |  |  | 0 | 0 | 0 | 0 | 0 | 0 | 0
2 | 3 | 1 | 0 |  | a) | First 3 metres |  | each | 1 | 0 | 0 | 0 | 0 | 0 | 0 | 0
2 | 4 | 0 | 0 | BG. | 4 | Additional Solid Debris Cutting | E2 | m | 13.7 | 0 | 0 | 0 | 0 | 0 | 0 | 250
2 | 5 | 0 | 0 | BG. | 5 | Remove Intruding Sewer Services | E2 | each | 3 | 0 | 0 | 0 | 0 | 0 | 0 | 250
2 | 6 | 0 | 0 | BG. | 6 | Flow Control | E2 | each | 1 | 0 | 0 | 0 | 0 | 0 | 0 | 0
2 | 7 | 0 | 0 | BG. | 7 | Full Segment CIPP | E2 |  |  | 0 | 0 | 0 | 0 | 0 | 0 | 0
2 | 7 | 1 | 0 |  | a) | 300mm |  | m | 108 | 0 | 0 | 0 | 0 | 0 | 0 | 0
2 | 8 | 0 | 0 | BG. | 8 | Reinstatement of Sewer Services | E2 | each | 23 | 0 | 0 | 0 | 0 | 0 | 0 | 0
[10 empty] | Subtotal: | 0 | 0 | 0 | 0 | 0 | 0
2 | 0 | 0 | 0 | BH |  | Lusted Av (Asset No. MA00013591) - 1st MH E of Euclid Av (CL) (Asset No. MH00012339) to MH at Euclid Av (Asset No. MH00012117) |  |  |  |  | 0
2 | 1 | 0 | 0 | BH. | 1 | Sewer Cleaning | E2 & CW 2140 |  |  | 0 | 0 | 0 | 0 | 0 | 0 | 0
2 | 1 | 1 | 0 |  | a) | 300mm |  |  |  | 0 | 0 | 0 | 0 | 0 | 0 | 0
2 | 1 | 1 | 1 |  | i) | Pre-lining Cleaning |  | m | 82.6 | 0 | 0 | 0 | 0 | 0 | 0 | 10
2 | 1 | 1 | 2 |  | ii) | Warranty Cleaning |  | m | 82.6 | 0 | 0 | 0 | 0 | 0 | 0 | 10
2 | 2 | 0 | 0 | BH. | 2 | Sewer Inspection | E2 & CW 2145 |  |  | 0 | 0 | 0 | 0 | 0 | 0 | 0
2 | 2 | 1 | 0 |  | a) | 300mm |  |  |  | 0 | 0 | 0 | 0 | 0 | 0 | 0
2 | 2 | 1 | 1 |  | i) | Pre-lining Inspection |  | m | 82.6 | 0 | 0 | 0 | 0 | 0 | 0 | 8
2 | 2 | 1 | 2 |  | ii) | Post Lining Inspection |  | m | 82.6 | 0 | 0 | 0 | 0 | 0 | 0 | 8
2 | 2 | 1 | 3 |  | iii) | Warranty Inspection |  | m | 82.6 | 0 | 0 | 0 | 0 | 0 | 0 | 8
2 | 3 | 0 | 0 | BH. | 3 | Flow Control | E2 | each | 1 | 0 | 0 | 0 | 0 | 0 | 0 | 0
2 | 4 | 0 | 0 | BH. | 4 | Remove Intruding Sewer Services | E2 | each | 1 | 0 | 0 | 0 | 0 | 0 | 0 | 250
2 | 5 | 0 | 0 | BH. | 5 | Full Segment CIPP | E2 |  |  | 0 | 0 | 0 | 0 | 0 | 0 | 0
2 | 5 | 1 | 0 |  | a) | 300mm |  | m | 82.6 | 0 | 0 | 0 | 0 | 0 | 0 | 0
2 | 6 | 0 | 0 | BH. | 6 | Reinstatement of Sewer Services | E2 | each | 4 | 0 | 0 | 0 | 0 | 0 | 0 | 0
[10 empty] | Subtotal: | 0 | 0 | 0 | 0 | 0 | 0
2 | 0 | 0 | 0 | BI |  | Manitoba Av (Asset No. MA00014786) - MH at McGregor St (EPL) (Asset No. MH00012529) to 1st MH E of McGregor St (Asset No. MH00013188) |  |  |  |  | 0
2 | 1 | 0 | 0 | BI. | 1 | Sewer Cleaning | E2 & CW 2140 |  |  | 0 | 0 | 0 | 0 | 0 | 0 | 0
2 | 1 | 1 | 0 |  | a) | 300mm |  |  |  | 0 | 0 | 0 | 0 | 0 | 0 | 0
2 | 1 | 1 | 1 |  | i) | Pre-lining Cleaning |  | m | 94.3 | 0 | 0 | 0 | 0 | 0 | 0 | 10
2 | 1 | 1 | 2 |  | ii) | Warranty Cleaning |  | m | 94.3 | 0 | 0 | 0 | 0 | 0 | 0 | 10
2 | 2 | 0 | 0 | BI. | 2 | Sewer Inspection | E2 & CW 2145 |  |  | 0 | 0 | 0 | 0 | 0 | 0 | 0
2 | 2 | 1 | 0 |  | a) | 300mm |  |  |  | 0 | 0 | 0 | 0 | 0 | 0 | 0
2 | 2 | 1 | 1 |  | i) | Pre-lining Inspection |  | m | 94.3 | 0 | 0 | 0 | 0 | 0 | 0 | 8
2 | 2 | 1 | 2 |  | ii) | Post Lining Inspection |  | m | 94.3 | 0 | 0 | 0 | 0 | 0 | 0 | 8
2 | 2 | 1 | 3 |  | iii) | Warranty Inspection |  | m | 94.3 | 0 | 0 | 0 | 0 | 0 | 0 | 8
2 | 3 | 0 | 0 | BI. | 3 | Remove Intruding Sewer Services | E2 | each | 1 | 0 | 0 | 0 | 0 | 0 | 0 | 250
2 | 4 | 0 | 0 | BI. | 4 | Flow Control | E2 | each | 1 | 0 | 0 | 0 | 0 | 0 | 0 | 0
2 | 5 | 0 | 0 | BI. | 5 | Full Segment CIPP | E2 |  |  | 0 | 0 | 0 | 0 | 0 | 0 | 0
2 | 5 | 1 | 0 |  | a) | 300mm |  | m | 94.3 | 0 | 0 | 0 | 0 | 0 | 0 | 0
2 | 6 | 0 | 0 | BI. | 6 | Reinstatement of Sewer Services | E2 | each | 18 | 0 | 0 | 0 | 0 | 0 | 0 | 0
[10 empty] | Subtotal: | 0 | 0 | 0 | 0 | 0 | 0
2 | 0 | 0 | 0 | BJ |  | Palmerston Av (Asset No. MA20011576) - 1st MH E of Garfield St (Asset No. MH70008170) to MH at Garfield St (Asset No. MH20010547) |  |  |  |  | 0
2 | 1 | 0 | 0 | BJ. | 1 | Sewer Cleaning | E2 & CW 2140 |  |  | 0 | 0 | 0 | 0 | 0 | 0 | 0
2 | 1 | 1 | 0 |  | a) | 300mm |  |  |  |  | 0 | 0 | 0 | 0 | 0 | 0
2 | 1 | 1 | 1 |  | i) | Pre-lining Cleaning |  | m | 88.3 | 0 | 0 | 0 | 0 | 0 | 0 | 10
2 | 1 | 1 | 2 |  | ii) | Warranty Cleaning |  | m | 88.3 | 0 | 0 | 0 | 0 | 0 | 0 | 10
2 | 2 | 0 | 0 | BJ. | 2 | Sewer Inspection | E2 & CW 2145 |  |  | 0 | 0 | 0 | 0 | 0 | 0 | 0
2 | 2 | 1 | 0 |  | a) | 300mm |  |  |  | 0 | 0 | 0 | 0 | 0 | 0 | 0
2 | 2 | 1 | 1 |  | i) | Pre-lining Inspection |  | m | 88.3 | 0 | 0 | 0 | 0 | 0 | 0 | 8
2 | 2 | 1 | 2 |  | ii) | Post Lining Inspection |  | m | 88.3 | 0 | 0 | 0 | 0 | 0 | 0 | 8
2 | 2 | 1 | 3 |  | iii) | Warranty Inspection |  | m | 88.3 | 0 | 0 | 0 | 0 | 0 | 0 | 8
2 | 3 | 0 | 0 | BJ. | 3 | Remove Intruding Sewer Services | E2 | each | 1 | 0 | 0 | 0 | 0 | 0 | 0 | 250
2 | 4 | 0 | 0 | BJ. | 4 | Flow Control | E2 | each | 1 | 0 | 0 | 0 | 0 | 0 | 0 | 0
2 | 5 | 0 | 0 | BJ. | 5 | Full Segment CIPP | E2 |  |  | 0 | 0 | 0 | 0 | 0 | 0 | 0
2 | 5 | 1 | 0 |  | a) | 300mm |  | m | 88.3 | 0 | 0 | 0 | 0 | 0 | 0 | 0
2 | 6 | 0 | 0 | BJ. | 6 | Reinstatement of Sewer Services | E2 | each | 8 | 0 | 0 | 0 | 0 | 0 | 0 | 0
[10 empty] | Subtotal: | 0 | 0 | 0 | 0 | 0 | 0
2 | 0 | 0 | 0 | BK |  | Park Lane Av (Asset No. MA00008215) - 1st MH N of Parklane Av (Asset No. MH00008610) to 2nd MH S of Hekla Av (Asset No. MH00007471) |  |  |  |  | 0
2 | 1 | 0 | 0 | BK. | 1 | Sewer Cleaning | E2 & CW 2140 |  |  | 0 | 0 | 0 | 0 | 0 | 0 | 0
2 | 1 | 1 | 0 |  | a) | 250mm |  |  |  |  | 0 | 0 | 0 | 0 | 0 | 0
2 | 1 | 1 | 1 |  | i) | Pre-lining Cleaning |  | m | 121.5 | 0 | 0 | 0 | 0 | 0 | 0 | 10
2 | 1 | 1 | 2 |  | ii) | Warranty Cleaning |  | m | 121.5 | 0 | 0 | 0 | 0 | 0 | 0 | 10
2 | 2 | 0 | 0 | BK. | 2 | Sewer Inspection | E2 & CW 2145 |  |  | 0 | 0 | 0 | 0 | 0 | 0 | 0
2 | 2 | 1 | 0 |  | a) | 250mm |  |  |  | 0 | 0 | 0 | 0 | 0 | 0 | 0
2 | 2 | 1 | 1 |  | i) | Pre-lining Inspection |  | m | 121.5 | 0 | 0 | 0 | 0 | 0 | 0 | 8
2 | 2 | 1 | 2 |  | ii) | Post Lining Inspection |  | m | 121.5 | 0 | 0 | 0 | 0 | 0 | 0 | 8
2 | 2 | 1 | 3 |  | iii) | Warranty Inspection |  | m | 121.5 | 0 | 0 | 0 | 0 | 0 | 0 | 8
2 | 3 | 0 | 0 | BK. | 3 | Remove Intruding Sewer Services | E2 | each | 1 | 0 | 0 | 0 | 0 | 0 | 0 | 250
2 | 4 | 0 | 0 | BK. | 4 | Flow Control | E2 | each | 1 | 0 | 0 | 0 | 0 | 0 | 0 | 0
2 | 5 | 0 | 0 | BK. | 5 | Full Segment CIPP | E2 |  |  | 0 | 0 | 0 | 0 | 0 | 0 | 0
2 | 5 | 1 | 0 |  | a) | 250mm |  | m | 121.5 | 0 | 0 | 0 | 0 | 0 | 0 | 0
2 | 6 | 0 | 0 | BK. | 6 | Reinstatement of Sewer Services | E2 | each | 6 | 0 | 0 | 0 | 0 | 0 | 0 | 0
[10 empty] | Subtotal: | 0 | 0 | 0 | 0 | 0 | 0
2 | 0 | 0 | 0 | BL |  | Parr St (Asset No. MA70012386) - 1st MH S of Alfred Av (Asset No. MH70004960) to MH at Burrows Av (Nof CL) (Asset No. MH00013035) |  |  |  |  | 0
2 | 1 | 0 | 0 | BL. | 1 | Sewer Cleaning | E2 & CW 2140 |  |  | 0 | 0 | 0 | 0 | 0 | 0 | 0
2 | 1 | 1 | 0 |  | a) | 600mm |  |  |  |  | 0 | 0 | 0 | 0 | 0 | 0
2 | 1 | 1 | 1 |  | i) | Pre-lining Cleaning |  | m | 39.2 | 0 | 0 | 0 | 0 | 0 | 0 | 10
2 | 1 | 1 | 2 |  | ii) | Warranty Cleaning |  | m | 39.2 | 0 | 0 | 0 | 0 | 0 | 0 | 10
2 | 2 | 0 | 0 | BL. | 2 | Sewer Inspection | E2 & CW 2145 |  |  | 0 | 0 | 0 | 0 | 0 | 0 | 0
2 | 2 | 1 | 0 |  | a) | 600mm |  |  |  | 0 | 0 | 0 | 0 | 0 | 0 | 0
2 | 2 | 1 | 1 |  | i) | Pre-lining Inspection |  | m | 39.2 | 0 | 0 | 0 | 0 | 0 | 0 | 8
2 | 2 | 1 | 2 |  | ii) | Post Lining Inspection |  | m | 39.2 | 0 | 0 | 0 | 0 | 0 | 0 | 8
2 | 2 | 1 | 3 |  | iii) | Warranty Inspection |  | m | 39.2 | 0 | 0 | 0 | 0 | 0 | 0 | 8
2 | 3 | 0 | 0 | BL. | 3 | Flow Control | E2 | each | 1 | 0 | 0 | 0 | 0 | 0 | 0 | 0
2 | 4 | 0 | 0 | BL. | 4 | Full Segment CIPP | E2 |  |  | 0 | 0 | 0 | 0 | 0 | 0 | 0
2 | 4 | 1 | 0 |  | a) | 600mm |  | m | 39.2 | 0 | 0 | 0 | 0 | 0 | 0 | 0
2 | 5 | 0 | 0 | BL. | 5 | Reinstatement of Sewer Services | E2 | each | 1 | 0 | 0 | 0 | 0 | 0 | 0 | 0
[10 empty] | Subtotal: | 0 | 0 | 0 | 0 | 0 | 0
2 | 0 | 0 | 0 | BM |  | Parr St (Asset No. MA00014622) - MH at Burrows (N of CL) (Asset No. MH00013035) to MH at Burrows (CL) (Asset No. MH00013038) |  |  |  |  | 0
2 | 1 | 0 | 0 | BM. | 1 | Sewer Cleaning | E2 & CW 2140 |  |  | 0 | 0 | 0 | 0 | 0 | 0 | 0
2 | 1 | 1 | 0 |  | a) | 600mm |  |  |  | 0 | 0 | 0 | 0 | 0 | 0 | 0
2 | 1 | 1 | 1 |  | i) | Pre-lining Cleaning |  | m | 5 | 0 | 0 | 0 | 0 | 0 | 0 | 10
2 | 1 | 1 | 2 |  | ii) | Warranty Cleaning |  | m | 5 | 0 | 0 | 0 | 0 | 0 | 0 | 10
2 | 2 | 0 | 0 | BM. | 2 | Sewer Inspection | E2 & CW 2145 |  |  | 0 | 0 | 0 | 0 | 0 | 0 | 0
2 | 2 | 1 | 0 |  | a) | 600mm |  |  |  | 0 | 0 | 0 | 0 | 0 | 0 | 0
2 | 2 | 1 | 1 |  | i) | Pre-lining Inspection |  | m | 5 | 0 | 0 | 0 | 0 | 0 | 0 | 8
2 | 2 | 1 | 2 |  | ii) | Post Lining Inspection |  | m | 5 | 0 | 0 | 0 | 0 | 0 | 0 | 8
2 | 2 | 1 | 3 |  | iii) | Warranty Inspection |  | m | 5 | 0 | 0 | 0 | 0 | 0 | 0 | 8
2 | 3 | 0 | 0 | BM. | 3 | Flow Control | E2 | each | 1 | 0 | 0 | 0 | 0 | 0 | 0 | 0
2 | 4 | 0 | 0 | BM. | 4 | Full Segment CIPP | E2 |  |  | 0 | 0 | 0 | 0 | 0 | 0 | 0
2 | 4 | 1 | 0 |  | a) | 600mm |  | m | 5 | 0 | 0 | 0 | 0 | 0 | 0 | 0
2 | 5 | 0 | 0 | BM. | 5 | Reinstatement of Sewer Services | E2 | each | 1 | 0 | 0 | 0 | 0 | 0 | 0 | 0
[10 empty] | Subtotal: | 0 | 0 | 0 | 0 | 0 | 0
2 | 0 | 0 | 0 | BN |  | Pembina Hwy (Asset No. MA60015825) - 2nd MH N of Bison Dr (Asset No. MH60013541) to 3rd MH N of Bison Dr (Asset No. MH60013543) |  |  |  |  | 0
2 | 1 | 0 | 0 | BN. | 1 | Sewer Cleaning | E2 & CW 2140 |  |  | 0 | 0 | 0 | 0 | 0 | 0 | 0
2 | 1 | 1 | 0 |  | a) | 250mm |  |  |  | 0 | 0 | 0 | 0 | 0 | 0 | 0
2 | 1 | 1 | 1 |  | i) | Pre-lining Cleaning |  | m | 96.6 | 0 | 0 | 0 | 0 | 0 | 0 | 10
2 | 1 | 1 | 2 |  | ii) | Warranty Cleaning |  | m | 96.6 | 0 | 0 | 0 | 0 | 0 | 0 | 10
2 | 2 | 0 | 0 | BN. | 2 | Sewer Inspection | E2 & CW 2145 |  |  | 0 | 0 | 0 | 0 | 0 | 0 | 0
2 | 2 | 1 | 0 |  | a) | 250mm |  |  |  | 0 | 0 | 0 | 0 | 0 | 0 | 0
2 | 2 | 1 | 1 |  | i) | Pre-lining Inspection |  | m | 96.6 | 0 | 0 | 0 | 0 | 0 | 0 | 8
2 | 2 | 1 | 2 |  | ii) | Post Lining Inspection |  | m | 96.6 | 0 | 0 | 0 | 0 | 0 | 0 | 8
2 | 2 | 1 | 3 |  | iii) | Warranty Inspection |  | m | 96.6 | 0 | 0 | 0 | 0 | 0 | 0 | 8
2 | 3 | 0 | 0 | BN. | 3 | Flow Control | E2 | each | 1 | 0 | 0 | 0 | 0 | 0 | 0 | 0
2 | 4 | 0 | 0 | BN. | 4 | Full Segment CIPP | E2 |  |  | 0 | 0 | 0 | 0 | 0 | 0 | 0
2 | 4 | 1 | 0 |  | a) | 250mm |  | m | 96.6 | 0 | 0 | 0 | 0 | 0 | 0 | 0
2 | 5 | 0 | 0 | BN. | 5 | Reinstatement of Sewer Services | E2 | each | 4 | 0 | 0 | 0 | 0 | 0 | 0 | 0
[10 empty] | Subtotal: | 0 | 0 | 0 | 0 | 0 | 0
2 | 0 | 0 | 0 | BO |  | Pembina Hwy (W of CL) (Asset No. MA60015827) - 3rd MH N of Bison Dr (Asset No. MH60013543) to 4th MH N of Bison Dr (Asset No. MH60013583) |  |  |  |  | 0
2 | 1 | 0 | 0 | BO. | 1 | Sewer Cleaning | E2 & CW 2140 |  |  | 0 | 0 | 0 | 0 | 0 | 0 | 0
2 | 1 | 1 | 0 |  | a) | 250mm |  |  |  | 0 | 0 | 0 | 0 | 0 | 0 | 0
2 | 1 | 1 | 1 |  | i) | Pre-lining Cleaning |  | m | 97.4 | 0 | 0 | 0 | 0 | 0 | 0 | 10
2 | 1 | 1 | 2 |  | ii) | Warranty Cleaning |  | m | 97.4 | 0 | 0 | 0 | 0 | 0 | 0 | 10
2 | 2 | 0 | 0 | BO. | 2 | Sewer Inspection | E2 & CW 2145 |  |  | 0 | 0 | 0 | 0 | 0 | 0 | 0
2 | 2 | 1 | 0 |  | a) | 250mm |  |  |  | 0 | 0 | 0 | 0 | 0 | 0 | 0
2 | 2 | 1 | 1 |  | i) | Pre-lining Inspection |  | m | 97.4 | 0 | 0 | 0 | 0 | 0 | 0 | 8
2 | 2 | 1 | 2 |  | ii) | Post Lining Inspection |  | m | 97.4 | 0 | 0 | 0 | 0 | 0 | 0 | 8
2 | 2 | 1 | 3 |  | iii) | Warranty Inspection |  | m | 97.4 | 0 | 0 | 0 | 0 | 0 | 0 | 8
2 | 3 | 0 | 0 | BO. | 3 | Flow Control | E2 | each | 1 | 0 | 0 | 0 | 0 | 0 | 0 | 0
2 | 4 | 0 | 0 | BO. | 4 | Full Segment CIPP | E2 |  |  | 0 | 0 | 0 | 0 | 0 | 0 | 0
2 | 4 | 1 | 0 |  | a) | 250mm |  | m | 97.4 | 0 | 0 | 0 | 0 | 0 | 0 | 0
2 | 5 | 0 | 0 | BO. | 5 | Reinstatement of Sewer Services | E2 | each | 4 | 0 | 0 | 0 | 0 | 0 | 0 | 0
[10 empty] | Subtotal: | 0 | 0 | 0 | 0 | 0 | 0
2 | 0 | 0 | 0 | BP |  | Pembina Hwy (W of CL) (Asset No. MA60015778) - 1st MH N of Bison Dr (Asset No. MH60013492) to 2nd MH N of Bison Dr (Asset No. MH60013542) |  |  |  |  | 0
2 | 1 | 0 | 0 | BP. | 1 | Sewer Cleaning | E2 & CW 2140 |  |  | 0 | 0 | 0 | 0 | 0 | 0 | 0
2 | 1 | 1 | 0 |  | a) | 250mm |  |  |  | 0 | 0 | 0 | 0 | 0 | 0 | 0
2 | 1 | 1 | 1 |  | i) | Pre-lining Cleaning |  | m | 96.9 | 0 | 0 | 0 | 0 | 0 | 0 | 10
2 | 1 | 1 | 2 |  | ii) | Warranty Cleaning |  | m | 96.9 | 0 | 0 | 0 | 0 | 0 | 0 | 10
2 | 2 | 0 | 0 | BP. | 2 | Sewer Inspection | E2 & CW 2145 |  |  | 0 | 0 | 0 | 0 | 0 | 0 | 0
2 | 2 | 1 | 0 |  | a) | 250mm |  |  |  | 0 | 0 | 0 | 0 | 0 | 0 | 0
2 | 2 | 1 | 1 |  | i) | Pre-lining Inspection |  | m | 96.9 | 0 | 0 | 0 | 0 | 0 | 0 | 8
2 | 2 | 1 | 2 |  | ii) | Post Lining Inspection |  | m | 96.9 | 0 | 0 | 0 | 0 | 0 | 0 | 8
2 | 2 | 1 | 3 |  | iii) | Warranty Inspection |  | m | 96.9 | 0 | 0 | 0 | 0 | 0 | 0 | 8
2 | 3 | 0 | 0 | BP. | 3 | Solid Debris Cutting | CW 2140 |  |  | 0 | 0 | 0 | 0 | 0 | 0 | 0
2 | 3 | 1 | 0 |  | a) | At Joints and Services |  | each | 2 | 0 | 0 | 0 | 0 | 0 | 0 | 0
2 | 4 | 0 | 0 | BP. | 4 | Flow Control | E2 | each | 1 | 0 | 0 | 0 | 0 | 0 | 0 | 0
2 | 5 | 0 | 0 | BP. | 5 | Full Segment CIPP | E2 |  |  | 0 | 0 | 0 | 0 | 0 | 0 | 0
2 | 5 | 1 | 0 |  | a) | 250mm |  | m | 96.9 | 0 | 0 | 0 | 0 | 0 | 0 | 0
2 | 6 | 0 | 0 | BP. | 6 | Reinstatement of Sewer Services | E2 | each | 3 | 0 | 0 | 0 | 0 | 0 | 0 | 0
[10 empty] | Subtotal: | 0 | 0 | 0 | 0 | 0 | 0
2 | 0 | 0 | 0 | BQ |  | Pembina Hwy (Asset No. MA60015777) - 1st MH N of Bison Dr (Asset No. MH60013491) to 2nd MH N of Bison Dr (Asset No. MH60013492) |  |  |  |  | 0
2 | 1 | 0 | 0 | BQ. | 1 | Sewer Cleaning | E2 & CW 2140 |  |  | 0 | 0 | 0 | 0 | 0 | 0 | 0
2 | 1 | 1 | 0 |  | a) | 250mm |  |  |  | 0 | 0 | 0 | 0 | 0 | 0 | 0
2 | 1 | 1 | 1 |  | i) | Pre-lining Cleaning |  | m | 83.4 | 0 | 0 | 0 | 0 | 0 | 0 | 10
2 | 1 | 1 | 2 |  | ii) | Warranty Cleaning |  | m | 83.4 | 0 | 0 | 0 | 0 | 0 | 0 | 10
2 | 2 | 0 | 0 | BQ. | 2 | Sewer Inspection | E2 & CW 2145 |  |  | 0 | 0 | 0 | 0 | 0 | 0 | 0
2 | 2 | 1 | 0 |  | a) | 250mm |  |  |  | 0 | 0 | 0 | 0 | 0 | 0 | 0
2 | 2 | 1 | 1 |  | i) | Pre-lining Inspection |  | m | 83.4 | 0 | 0 | 0 | 0 | 0 | 0 | 8
2 | 2 | 1 | 2 |  | ii) | Post Lining Inspection |  | m | 83.4 | 0 | 0 | 0 | 0 | 0 | 0 | 8
2 | 2 | 1 | 3 |  | iii) | Warranty Inspection |  | m | 83.4 | 0 | 0 | 0 | 0 | 0 | 0 | 8
2 | 3 | 0 | 0 | BQ. | 3 | Remove Intruding Sewer Services | E2 | each | 1 | 0 | 0 | 0 | 0 | 0 | 0 | 250
2 | 4 | 0 | 0 | BQ. | 4 | Flow Control | E2 | each | 1 | 0 | 0 | 0 | 0 | 0 | 0 | 0
2 | 5 | 0 | 0 | BQ. | 5 | Full Segment CIPP | E2 |  |  | 0 | 0 | 0 | 0 | 0 | 0 | 0
2 | 5 | 1 | 0 |  | a) | 250mm |  | m | 83.4 | 0 | 0 | 0 | 0 | 0 | 0 | 0
2 | 6 | 0 | 0 | BQ. | 6 | Reinstatement of Sewer Services | E2 | each | 5 | 0 | 0 | 0 | 0 | 0 | 0 | 0
[10 empty] | Subtotal: | 0 | 0 | 0 | 0 | 0 | 0
2 | 0 | 0 | 0 | BR |  | Pembina Hwy (Asset No. MA60015775) - 2nd MH S of Bison Dr (Asset No. MH60013489) to 1st MH S of Bison Dr (Asset No. MH60013490) |  |  |  |  | 0
2 | 1 | 0 | 0 | BR. | 1 | Sewer Cleaning | E2 & CW 2140 |  |  | 0 | 0 | 0 | 0 | 0 | 0 | 0
2 | 1 | 1 | 0 |  | a) | 250mm |  |  |  | 0 | 0 | 0 | 0 | 0 | 0 | 0
2 | 1 | 1 | 1 |  | i) | Pre-lining Cleaning |  | m | 88.2 | 0 | 0 | 0 | 0 | 0 | 0 | 10
2 | 1 | 1 | 2 |  | ii) | Warranty Cleaning |  | m | 88.2 | 0 | 0 | 0 | 0 | 0 | 0 | 10
2 | 2 | 0 | 0 | BR. | 2 | Sewer Inspection | E2 & CW 2145 |  |  | 0 | 0 | 0 | 0 | 0 | 0 | 0
2 | 2 | 1 | 0 |  | a) | 250mm |  |  |  | 0 | 0 | 0 | 0 | 0 | 0 | 0
2 | 2 | 1 | 1 |  | i) | Pre-lining Inspection |  | m | 88.2 | 0 | 0 | 0 | 0 | 0 | 0 | 8
2 | 2 | 1 | 2 |  | ii) | Post Lining Inspection |  | m | 88.2 | 0 | 0 | 0 | 0 | 0 | 0 | 8
2 | 2 | 1 | 3 |  | iii) | Warranty Inspection |  | m | 88.2 | 0 | 0 | 0 | 0 | 0 | 0 | 8
2 | 3 | 0 | 0 | BR. | 3 | Solid Debris Cutting | CW 2140 |  |  | 0 | 0 | 0 | 0 | 0 | 0 | 0
2 | 3 | 1 | 0 |  | a) | First 3 metres |  | each | 1 | 0 | 0 | 0 | 0 | 0 | 0 | 0
2 | 4 | 0 | 0 | BR. | 4 | Additional Solid Debris Cutting | E2 | m | 5 | 0 | 0 | 0 | 0 | 0 | 0 | 250
2 | 5 | 0 | 0 | BR. | 5 | Remove Intruding Sewer Services | E2 | each | 1 | 0 | 0 | 0 | 0 | 0 | 0 | 250
2 | 6 | 0 | 0 | BR. | 6 | Flow Control | E2 | each | 1 | 0 | 0 | 0 | 0 | 0 | 0 | 0
2 | 7 | 0 | 0 | BR. | 7 | Full Segment CIPP | E2 |  |  | 0 | 0 | 0 | 0 | 0 | 0 | 0
2 | 7 | 1 | 0 |  | a) | 250mm |  | m | 88.2 | 0 | 0 | 0 | 0 | 0 | 0 | 0
2 | 8 | 0 | 0 | BR. | 8 | Reinstatement of Sewer Services | E2 | each | 4 | 0 | 0 | 0 | 0 | 0 | 0 | 0
[10 empty] | Subtotal: | 0 | 0 | 0 | 0 | 0 | 0
2 | 0 | 0 | 0 | BS |  | Pembina Hwy (Asset No. MA60015776) - 1st MH S of Bison Dr (Asset No. MH60013490) to 1st MH N of Bison Dr (Asset No. MH60013491) |  |  |  |  | 0
2 | 1 | 0 | 0 | BS. | 1 | Sewer Cleaning | E2 & CW 2140 |  |  | 0 | 0 | 0 | 0 | 0 | 0 | 0
2 | 1 | 1 | 0 |  | a) | 250mm |  |  |  | 0 | 0 | 0 | 0 | 0 | 0 | 0
2 | 1 | 1 | 1 |  | i) | Pre-lining Cleaning |  | m | 84.8 | 0 | 0 | 0 | 0 | 0 | 0 | 10
2 | 1 | 1 | 2 |  | ii) | Warranty Cleaning |  | m | 84.8 | 0 | 0 | 0 | 0 | 0 | 0 | 10
2 | 2 | 0 | 0 | BS. | 2 | Sewer Inspection | E2 & CW 2145 |  |  | 0 | 0 | 0 | 0 | 0 | 0 | 0
2 | 2 | 1 | 0 |  | a) | 250mm |  |  |  | 0 | 0 | 0 | 0 | 0 | 0 | 0
2 | 2 | 1 | 1 |  | i) | Pre-lining Inspection |  | m | 84.8 | 0 | 0 | 0 | 0 | 0 | 0 | 8
2 | 2 | 1 | 2 |  | ii) | Post Lining Inspection |  | m | 84.8 | 0 | 0 | 0 | 0 | 0 | 0 | 8
2 | 2 | 1 | 3 |  | iii) | Warranty Inspection |  | m | 84.8 | 0 | 0 | 0 | 0 | 0 | 0 | 8
2 | 3 | 0 | 0 | BS. | 3 | Flow Control | E2 | each | 1 | 0 | 0 | 0 | 0 | 0 | 0 | 0
2 | 4 | 0 | 0 | BS. | 4 | Full Segment CIPP | E2 |  |  | 0 | 0 | 0 | 0 | 0 | 0 | 0
2 | 4 | 1 | 0 |  | a) | 250mm |  | m | 84.8 | 0 | 0 | 0 | 0 | 0 | 0 | 0
2 | 5 | 0 | 0 | BS. | 5 | Reinstatement of Sewer Services | E2 | each | 4 | 0 | 0 | 0 | 0 | 0 | 0 | 0
[10 empty] | Subtotal: | 0 | 0 | 0 | 0 | 0 | 0
2 | 0 | 0 | 0 | BT |  | Polson Av (W Leg) (Asset No. MA00011322) - MH at Polson Av (N Leg) (Asset No. MH00009113) to (Asset No. MH00009114) |  |  |  |  | 0
2 | 1 | 0 | 0 | BT. | 1 | Sewer Cleaning | E2 & CW 2140 |  |  | 0 | 0 | 0 | 0 | 0 | 0 | 0
2 | 1 | 1 | 0 |  | a) | 375mm |  |  |  | 0 | 0 | 0 | 0 | 0 | 0 | 0
2 | 1 | 1 | 1 |  | i) | Pre-lining Cleaning |  | m | 42.7 | 0 | 0 | 0 | 0 | 0 | 0 | 10
2 | 1 | 1 | 2 |  | ii) | Warranty Cleaning |  | m | 42.7 | 0 | 0 | 0 | 0 | 0 | 0 | 10
2 | 2 | 0 | 0 | BT. | 2 | Sewer Inspection | E2 & CW 2145 |  |  | 0 | 0 | 0 | 0 | 0 | 0 | 0
2 | 2 | 1 | 0 |  | a) | 375mm |  |  |  | 0 | 0 | 0 | 0 | 0 | 0 | 0
2 | 2 | 1 | 1 |  | i) | Pre-lining Inspection |  | m | 42.7 | 0 | 0 | 0 | 0 | 0 | 0 | 8
2 | 2 | 1 | 2 |  | ii) | Post Lining Inspection |  | m | 42.7 | 0 | 0 | 0 | 0 | 0 | 0 | 8
2 | 2 | 1 | 3 |  | iii) | Warranty Inspection |  | m | 42.7 | 0 | 0 | 0 | 0 | 0 | 0 | 8
2 | 3 | 0 | 0 | BT. | 3 | Remove Intruding Sewer Services | E2 | each | 1 | 0 | 0 | 0 | 0 | 0 | 0 | 250
2 | 4 | 0 | 0 | BT. | 4 | Flow Control | E2 | each | 1 | 0 | 0 | 0 | 0 | 0 | 0 | 0
2 | 5 | 0 | 0 | BT. | 5 | Full Segment CIPP | E2 |  |  | 0 | 0 | 0 | 0 | 0 | 0 | 0
2 | 5 | 1 | 0 |  | a) | 375mm |  | m | 42.7 | 0 | 0 | 0 | 0 | 0 | 0 | 0
2 | 6 | 0 | 0 | BT. | 6 | Reinstatement of Sewer Services | E2 | each | 8 | 0 | 0 | 0 | 0 | 0 | 0 | 0
[10 empty] | Subtotal: | 0 | 0 | 0 | 0 | 0 | 0
2 | 0 | 0 | 0 | BU |  | Polson Av (Asset No. MA00012426) - 2nd MH E of Airlies St (Asset No. MH00009139) to 3rd MH E of Airlies St (Asset No. MH70027346) |  |  |  |  | 0
2 | 1 | 0 | 0 | BU. | 1 | Sewer Cleaning | E2 & CW 2140 |  |  | 0 | 0 | 0 | 0 | 0 | 0 | 0
2 | 1 | 1 | 0 |  | a) | 1550x1200 |  |  |  | 0 | 0 | 0 | 0 | 0 | 0 | 0
2 | 1 | 1 | 1 |  | i) | Pre-lining Cleaning |  | m | 100.7 | 0 | 0 | 0 | 0 | 0 | 0 | 10
2 | 1 | 1 | 2 |  | ii) | Warranty Cleaning |  | m | 100.7 | 0 | 0 | 0 | 0 | 0 | 0 | 10
2 | 2 | 0 | 0 | BU. | 2 | Sewer Inspection | E2 & CW 2145 |  |  | 0 | 0 | 0 | 0 | 0 | 0 | 0
2 | 2 | 1 | 0 |  | a) | 1550x1200 |  |  |  | 0 | 0 | 0 | 0 | 0 | 0 | 0
2 | 2 | 1 | 1 |  | i) | Pre-lining Inspection |  | m | 100.7 | 0 | 0 | 0 | 0 | 0 | 0 | 8
2 | 2 | 1 | 2 |  | ii) | Post Lining Inspection |  | m | 100.7 | 0 | 0 | 0 | 0 | 0 | 0 | 8
2 | 2 | 1 | 3 |  | iii) | Warranty Inspection |  | m | 100.7 | 0 | 0 | 0 | 0 | 0 | 0 | 8
2 | 3 | 0 | 0 | BU. | 3 | Remove Intruding Sewer Services | E2 | each | 1 | 0 | 0 | 0 | 0 | 0 | 0 | 250
2 | 4 | 0 | 0 | BU. | 4 | Flow Control | E2 | each | 1 | 0 | 0 | 0 | 0 | 0 | 0 | 0
2 | 5 | 0 | 0 | BU. | 5 | Full Segment CIPP | E2 |  |  | 0 | 0 | 0 | 0 | 0 | 0 | 0
2 | 5 | 1 | 0 |  | a) | 1550x1200 |  | m | 100.7 | 0 | 0 | 0 | 0 | 0 | 0 | 0
2 | 6 | 0 | 0 | BU. | 6 | Reinstatement of Sewer Services | E2 | each | 18 | 0 | 0 | 0 | 0 | 0 | 0 | 0
[10 empty] | Subtotal: | 0 | 0 | 0 | 0 | 0 | 0
2 | 0 | 0 | 0 | BV |  | Polson By (E Leg) (Asset No. MA00011367) - 1st MH N of Polson St (N Leg) (Asset No. MH00009150) to MH at Polson St (Asset No. TE00003828) |  |  |  |  | 0
2 | 1 | 0 | 0 | BV. | 1 | Sewer Cleaning | E2 & CW 2140 |  |  | 0 | 0 | 0 | 0 | 0 | 0 | 0
2 | 1 | 1 | 0 |  | a) | 300mm |  |  |  | 0 | 0 | 0 | 0 | 0 | 0 | 0
2 | 1 | 1 | 1 |  | i) | Pre-lining Cleaning |  | m | 42.3 | 0 | 0 | 0 | 0 | 0 | 0 | 10
2 | 1 | 1 | 2 |  | ii) | Warranty Cleaning |  | m | 42.3 | 0 | 0 | 0 | 0 | 0 | 0 | 10
2 | 2 | 0 | 0 | BV. | 2 | Sewer Inspection | E2 & CW 2145 |  |  | 0 | 0 | 0 | 0 | 0 | 0 | 0
2 | 2 | 1 | 0 |  | a) | 300mm |  |  |  | 0 | 0 | 0 | 0 | 0 | 0 | 0
2 | 2 | 1 | 1 |  | i) | Pre-lining Inspection |  | m | 42.3 | 0 | 0 | 0 | 0 | 0 | 0 | 8
2 | 2 | 1 | 2 |  | ii) | Post Lining Inspection |  | m | 42.3 | 0 | 0 | 0 | 0 | 0 | 0 | 8
2 | 2 | 1 | 3 |  | iii) | Warranty Inspection |  | m | 42.3 | 0 | 0 | 0 | 0 | 0 | 0 | 8
2 | 3 | 0 | 0 | BV. | 3 | Remove Intruding Sewer Services | E2 | each | 1 | 0 | 0 | 0 | 0 | 0 | 0 | 250
2 | 4 | 0 | 0 | BV. | 4 | Flow Control | E2 | each | 1 | 0 | 0 | 0 | 0 | 0 | 0 | 0
2 | 5 | 0 | 0 | BV. | 5 | Full Segment CIPP | E2 |  |  | 0 | 0 | 0 | 0 | 0 | 0 | 0
2 | 5 | 1 | 0 |  | a) | 300mm |  | m | 42.3 | 0 | 0 | 0 | 0 | 0 | 0 | 0
2 | 6 | 0 | 0 | BV. | 6 | Reinstatement of Sewer Services | E2 | each | 5 | 0 | 0 | 0 | 0 | 0 | 0 | 0
[10 empty] | Subtotal: | 0 | 0 | 0 | 0 | 0 | 0
2 | 0 | 0 | 0 | BW |  | Portage Av (Asset No. MA20015441) - MH at Beverley St (Asset No. MH20013919) to MH at Canora St (Asset No. MH20013920) |  |  |  |  | 0
2 | 1 | 0 | 0 | BW. | 1 | Sewer Cleaning | E2 & CW 2140 |  |  | 0 | 0 | 0 | 0 | 0 | 0 | 0
2 | 1 | 1 | 0 |  | a) | 600mm |  |  |  |  | 0 | 0 | 0 | 0 | 0 | 0
2 | 1 | 1 | 1 |  | i) | Pre-lining Cleaning |  | m | 32.1 | 0 | 0 | 0 | 0 | 0 | 0 | 10
2 | 1 | 1 | 2 |  | ii) | Warranty Cleaning |  | m | 32.1 | 0 | 0 | 0 | 0 | 0 | 0 | 10
2 | 2 | 0 | 0 | BW. | 2 | Sewer Inspection | E2 & CW 2145 |  |  | 0 | 0 | 0 | 0 | 0 | 0 | 0
2 | 2 | 1 | 0 |  | a) | 600mm |  |  |  | 0 | 0 | 0 | 0 | 0 | 0 | 0
2 | 2 | 1 | 1 |  | i) | Pre-lining Inspection |  | m | 32.1 | 0 | 0 | 0 | 0 | 0 | 0 | 8
2 | 2 | 1 | 2 |  | ii) | Post Lining Inspection |  | m | 32.1 | 0 | 0 | 0 | 0 | 0 | 0 | 8
2 | 2 | 1 | 3 |  | iii) | Warranty Inspection |  | m | 32.1 | 0 | 0 | 0 | 0 | 0 | 0 | 8
2 | 3 | 0 | 0 | BW. | 3 | Flow Control | E2 | each | 1 | 0 | 0 | 0 | 0 | 0 | 0 | 0
2 | 4 | 0 | 0 | BW. | 4 | Full Segment CIPP | E2 |  |  | 0 | 0 | 0 | 0 | 0 | 0 | 0
2 | 4 | 1 | 0 |  | a) | 600mm |  | m | 32.1 | 0 | 0 | 0 | 0 | 0 | 0 | 0
[10 empty] | Subtotal: | 0 | 0 | 0 | 0 | 0 | 0
2 | 0 | 0 | 0 | BX |  | Powers St (Asset No. MA00014872) - MH at Beverley St (Asset No. MH20013919) to MH at Canora St (Asset No. MH20013920) |  |  |  |  | 0
2 | 1 | 0 | 0 | BX. | 1 | Sewer Cleaning | E2 & CW 2140 |  |  | 0 | 0 | 0 | 0 | 0 | 0 | 0
2 | 1 | 1 | 0 |  | a) | 600mm |  |  |  | 0 | 0 | 0 | 0 | 0 | 0 | 0
2 | 1 | 1 | 1 |  | i) | Pre-lining Cleaning |  | m | 12.9 | 0 | 0 | 0 | 0 | 0 | 0 | 10
2 | 1 | 1 | 2 |  | ii) | Warranty Cleaning |  | m | 12.9 | 0 | 0 | 0 | 0 | 0 | 0 | 10
2 | 2 | 0 | 0 | BX. | 2 | Sewer Inspection | E2 & CW 2145 |  |  | 0 | 0 | 0 | 0 | 0 | 0 | 0
2 | 2 | 1 | 0 |  | a) | 600mm |  |  |  | 0 | 0 | 0 | 0 | 0 | 0 | 0
2 | 2 | 1 | 1 |  | i) | Pre-lining Inspection |  | m | 12.9 | 0 | 0 | 0 | 0 | 0 | 0 | 8
2 | 2 | 1 | 2 |  | ii) | Post Lining Inspection |  | m | 12.9 | 0 | 0 | 0 | 0 | 0 | 0 | 8
2 | 2 | 1 | 3 |  | iii) | Warranty Inspection |  | m | 12.9 | 0 | 0 | 0 | 0 | 0 | 0 | 8
2 | 3 | 0 | 0 | BX. | 3 | Internal Sewer Repairs | E3 & CW 2145 |  |  | 0 | 0 | 0 | 0 | 0 | 0 | 0
2 | 3 | 1 | 0 |  | a) | Concrete Patching |  |  |  | 0 | 0 | 0 | 0 | 0 | 0 | 0
2 | 3 | 1 | 1 |  | i) | Up to 1.0 metre long |  | each | 1 | 0 | 0 | 0 | 0 | 0 | 0 | 8
2 | 4 | 0 | 0 | BX. | 4 | Flow Control | E2 | each | 1 | 0 | 0 | 0 | 0 | 0 | 0 | 0
2 | 5 | 0 | 0 | BX. | 5 | Full Segment CIPP | E2 |  |  | 0 | 0 | 0 | 0 | 0 | 0 | 0
2 | 5 | 1 | 0 |  | a) | 600mm |  | m | 12.9 | 0 | 0 | 0 | 0 | 0 | 0 | 0
2 | 6 | 0 | 0 | BX. | 6 | Reinstatement of Sewer Services | E2 | each | 1 | 0 | 0 | 0 | 0 | 0 | 0 | 0
[10 empty] | Subtotal: | 0 | 0 | 0 | 0 | 0 | 0
2 | 0 | 0 | 0 | BY |  | Powers St (Asset No. MA00013122) - MH at Pritchard Av (Asset No. MH00011713) to MH at Manitoba Av (Asset No. MH00013148) |  |  |  |  | 0
2 | 1 | 0 | 0 | BY. | 1 | Sewer Cleaning | E2 & CW 2140 |  |  | 0 | 0 | 0 | 0 | 0 | 0 | 0
2 | 1 | 1 | 0 |  | a) | 750mm |  |  |  | 0 | 0 | 0 | 0 | 0 | 0 | 0
2 | 1 | 1 | 1 |  | i) | Pre-lining Cleaning |  | m | 90.6 | 0 | 0 | 0 | 0 | 0 | 0 | 10
2 | 1 | 1 | 2 |  | ii) | Warranty Cleaning |  | m | 90.6 | 0 | 0 | 0 | 0 | 0 | 0 | 10
2 | 2 | 0 | 0 | BY. | 2 | Sewer Inspection | E2 & CW 2145 |  |  | 0 | 0 | 0 | 0 | 0 | 0 | 0
2 | 2 | 1 | 0 |  | a) | 750mm |  |  |  | 0 | 0 | 0 | 0 | 0 | 0 | 0
2 | 2 | 1 | 1 |  | i) | Pre-lining Inspection |  | m | 90.6 | 0 | 0 | 0 | 0 | 0 | 0 | 8
2 | 2 | 1 | 2 |  | ii) | Post Lining Inspection |  | m | 90.6 | 0 | 0 | 0 | 0 | 0 | 0 | 8
2 | 2 | 1 | 3 |  | iii) | Warranty Inspection |  | m | 90.6 | 0 | 0 | 0 | 0 | 0 | 0 | 8
2 | 3 | 0 | 0 | BY. | 3 | Solid Debris Cutting | CW 2140 |  |  | 0 | 0 | 0 | 0 | 0 | 0 | 0
2 | 3 | 1 | 0 |  | a) | At Joints and Services |  | each | 2 | 0 | 0 | 0 | 0 | 0 | 0 | 0
2 | 4 | 0 | 0 | BY. | 4 | Remove Intruding Sewer Services | E2 | each | 1 | 0 | 0 | 0 | 0 | 0 | 0 | 250
2 | 5 | 0 | 0 | BY. | 5 | Flow Control | E2 | each | 1 | 0 | 0 | 0 | 0 | 0 | 0 | 0
2 | 6 | 0 | 0 | BY. | 6 | Full Segment CIPP | E2 |  |  | 0 | 0 | 0 | 0 | 0 | 0 | 0
2 | 6 | 1 | 0 |  | a) | 750mm |  | m | 90.6 | 0 | 0 | 0 | 0 | 0 | 0 | 0
2 | 7 | 0 | 0 | BY. | 7 | Reinstatement of Sewer Services | E2 | each | 19 | 0 | 0 | 0 | 0 | 0 | 0 | 0
[10 empty] | Subtotal: | 0 | 0 | 0 | 0 | 0 | 0
2 | 0 | 0 | 0 | BZ |  | Powers St (Asset No. MA00013092) - MH at Pritchard Av (Asset No. MH00011694) to MH at Selkirk Av (Asset No. MH00011713) |  |  |  |  | 0
2 | 1 | 0 | 0 | BZ. | 1 | Sewer Cleaning | E2 & CW 2140 |  |  | 0 | 0 | 0 | 0 | 0 | 0 | 0
2 | 1 | 1 | 0 |  | a) | 750mm |  |  |  | 0 | 0 | 0 | 0 | 0 | 0 | 0
2 | 1 | 1 | 1 |  | i) | Pre-lining Cleaning |  | m | 90.5 | 0 | 0 | 0 | 0 | 0 | 0 | 10
2 | 1 | 1 | 2 |  | ii) | Warranty Cleaning |  | m | 90.5 | 0 | 0 | 0 | 0 | 0 | 0 | 10
2 | 2 | 0 | 0 | BZ. | 2 | Sewer Inspection | E2 & CW 2145 |  |  | 0 | 0 | 0 | 0 | 0 | 0 | 0
2 | 2 | 1 | 0 |  | a) | 750mm |  |  |  | 0 | 0 | 0 | 0 | 0 | 0 | 0
2 | 2 | 1 | 1 |  | i) | Pre-lining Inspection |  | m | 90.5 | 0 | 0 | 0 | 0 | 0 | 0 | 8
2 | 2 | 1 | 2 |  | ii) | Post Lining Inspection |  | m | 90.5 | 0 | 0 | 0 | 0 | 0 | 0 | 8
2 | 2 | 1 | 3 |  | iii) | Warranty Inspection |  | m | 90.5 | 0 | 0 | 0 | 0 | 0 | 0 | 8
2 | 3 | 0 | 0 | BZ. | 3 | Solid Debris Cutting | CW 2140 |  |  | 0 | 0 | 0 | 0 | 0 | 0 | 0
2 | 3 | 1 | 0 |  | a) | At Joints and Services |  | each | 4 | 0 | 0 | 0 | 0 | 0 | 0 | 0
2 | 4 | 0 | 0 | BZ. | 4 | Flow Control | E2 | each | 1 | 0 | 0 | 0 | 0 | 0 | 0 | 0
2 | 5 | 0 | 0 | BZ. | 5 | Full Segment CIPP | E2 |  |  | 0 | 0 | 0 | 0 | 0 | 0 | 0
2 | 5 | 1 | 0 |  | a) | 750mm |  | m | 90.5 | 0 | 0 | 0 | 0 | 0 | 0 | 0
[10 empty] | Subtotal: | 0 | 0 | 0 | 0 | 0 | 0
2 | 0 | 0 | 0 | CA |  | Ruttan By (W Leg) (Asset No. MA60017622) - MH at Ruttan By (Asset No. MH60015263) to 1st MH S of Oakenwald (Asset No. MH60015243) |  |  |  |  | 0
2 | 1 | 0 | 0 | CA. | 1 | Sewer Cleaning | E2 & CW 2140 |  |  | 0 | 0 | 0 | 0 | 0 | 0 | 0
2 | 1 | 1 | 0 |  | a) | 200mm |  |  |  | 0 | 0 | 0 | 0 | 0 | 0 | 0
2 | 1 | 1 | 1 |  | i) | Pre-lining Cleaning |  | m | 98 | 0 | 0 | 0 | 0 | 0 | 0 | 10
2 | 1 | 1 | 2 |  | ii) | Warranty Cleaning |  | m | 98 | 0 | 0 | 0 | 0 | 0 | 0 | 10
2 | 2 | 0 | 0 | CA. | 2 | Sewer Inspection | E2 & CW 2145 |  |  | 0 | 0 | 0 | 0 | 0 | 0 | 0
2 | 2 | 1 | 0 |  | a) | 200mm |  |  |  | 0 | 0 | 0 | 0 | 0 | 0 | 0
2 | 2 | 1 | 1 |  | i) | Pre-lining Inspection |  | m | 98 | 0 | 0 | 0 | 0 | 0 | 0 | 8
2 | 2 | 1 | 2 |  | ii) | Post Lining Inspection |  | m | 98 | 0 | 0 | 0 | 0 | 0 | 0 | 8
2 | 2 | 1 | 3 |  | iii) | Warranty Inspection |  | m | 98 | 0 | 0 | 0 | 0 | 0 | 0 | 8
2 | 3 | 0 | 0 | CA. | 3 | Solid Debris Cutting | CW 2140 |  |  | 0 | 0 | 0 | 0 | 0 | 0 | 0
2 | 3 | 1 | 0 |  | a) | First 3 metres |  | each | 1 | 0 | 0 | 0 | 0 | 0 | 0 | 0
2 | 3 | 2 | 0 |  | b) | At Joints and Services |  | each | 4 | 0 | 0 | 0 | 0 | 0 | 0 | 0
2 | 4 | 0 | 0 | CA. | 4 | Remove Intruding Sewer Services | E2 | each | 6 | 0 | 0 | 0 | 0 | 0 | 0 | 250
2 | 5 | 0 | 0 | CA. | 5 | Flow Control | E2 | each | 1 | 0 | 0 | 0 | 0 | 0 | 0 | 0
2 | 6 | 0 | 0 | CA. | 6 | Full Segment CIPP | E2 |  |  | 0 | 0 | 0 | 0 | 0 | 0 | 0
2 | 6 | 1 | 0 |  | a) | 200mm |  | m | 98 | 0 | 0 | 0 | 0 | 0 | 0 | 0
2 | 7 | 0 | 0 | CA. | 7 | Reinstatement of Sewer Services | E2 | each | 11 | 0 | 0 | 0 | 0 | 0 | 0 | 0
[10 empty] | Subtotal: | 0 | 0 | 0 | 0 | 0 | 0
2 | 0 | 0 | 0 | CB |  | Ruttan By (W Leg) (Asset No. MA60023827) - 1st MH S of Oakenwald (Asset No. MH60015243) to MH at Oakenwald (Asset No. MH60015229) |  |  |  |  | 0
2 | 1 | 0 | 0 | CB. | 1 | Sewer Cleaning | E2 & CW 2140 |  |  | 0 | 0 | 0 | 0 | 0 | 0 | 0
2 | 1 | 1 | 0 |  | a) | 250mm |  |  |  | 0 | 0 | 0 | 0 | 0 | 0 | 0
2 | 1 | 1 | 1 |  | i) | Pre-lining Cleaning |  | m | 100.5 | 0 | 0 | 0 | 0 | 0 | 0 | 10
2 | 1 | 1 | 2 |  | ii) | Warranty Cleaning |  | m | 100.5 | 0 | 0 | 0 | 0 | 0 | 0 | 10
2 | 2 | 0 | 0 | CB. | 2 | Sewer Inspection | E2 & CW 2145 |  |  | 0 | 0 | 0 | 0 | 0 | 0 | 0
2 | 2 | 1 | 0 |  | a) | 250mm |  |  |  | 0 | 0 | 0 | 0 | 0 | 0 | 0
2 | 2 | 1 | 1 |  | i) | Pre-lining Inspection |  | m | 100.5 | 0 | 0 | 0 | 0 | 0 | 0 | 8
2 | 2 | 1 | 2 |  | ii) | Post Lining Inspection |  | m | 100.5 | 0 | 0 | 0 | 0 | 0 | 0 | 8
2 | 2 | 1 | 3 |  | iii) | Warranty Inspection |  | m | 100.5 | 0 | 0 | 0 | 0 | 0 | 0 | 8
2 | 3 | 0 | 0 | CB. | 3 | Flow Control | E2 | each | 1 | 0 | 0 | 0 | 0 | 0 | 0 | 0
2 | 4 | 0 | 0 | CB. | 4 | Full Segment CIPP | E2 |  |  | 0 | 0 | 0 | 0 | 0 | 0 | 0
2 | 4 | 1 | 0 |  | a) | 250mm |  | m | 100.5 | 0 | 0 | 0 | 0 | 0 | 0 | 0
2 | 5 | 0 | 0 | CB. | 5 | Reinstatement of Sewer Services | E2 | each | 12 | 0 | 0 | 0 | 0 | 0 | 0 | 0
[10 empty] | Subtotal: | 0 | 0 | 0 | 0 | 0 | 0
2 | 0 | 0 | 0 | CC |  | Sherburn St (Asset No. MA20014956) - MH at Westminster Av (Asset No. MH20013504) to 1st MH S of Westminster Av (Asset No. MH20012461) |  |  |  |  | 0
2 | 1 | 0 | 0 | CC. | 1 | Sewer Cleaning | E2 & CW 2140 |  |  | 0 | 0 | 0 | 0 | 0 | 0 | 0
2 | 1 | 1 | 0 |  | a) | 300mm |  |  |  | 0 | 0 | 0 | 0 | 0 | 0 | 0
2 | 1 | 1 | 1 |  | i) | Pre-lining Cleaning |  | m | 78.2 | 0 | 0 | 0 | 0 | 0 | 0 | 10
2 | 1 | 1 | 2 |  | ii) | Warranty Cleaning |  | m | 78.2 | 0 | 0 | 0 | 0 | 0 | 0 | 10
2 | 2 | 0 | 0 | CC. | 2 | Sewer Inspection | E2 & CW 2145 |  |  | 0 | 0 | 0 | 0 | 0 | 0 | 0
2 | 2 | 1 | 0 |  | a) | 300mm |  |  |  | 0 | 0 | 0 | 0 | 0 | 0 | 0
2 | 2 | 1 | 1 |  | i) | Pre-lining Inspection |  | m | 78.2 | 0 | 0 | 0 | 0 | 0 | 0 | 8
2 | 2 | 1 | 2 |  | ii) | Post Lining Inspection |  | m | 78.2 | 0 | 0 | 0 | 0 | 0 | 0 | 8
2 | 2 | 1 | 3 |  | iii) | Warranty Inspection |  | m | 78.2 | 0 | 0 | 0 | 0 | 0 | 0 | 8
2 | 3 | 0 | 0 | CC. | 3 | Solid Debris Cutting | CW 2140 |  |  | 0 | 0 | 0 | 0 | 0 | 0 | 0
2 | 3 | 1 | 0 |  | a) | At Joints and Services |  | each | 6 | 0 | 0 | 0 | 0 | 0 | 0 | 0
2 | 4 | 0 | 0 | CC. | 4 | Flow Control | E2 | each | 1 | 0 | 0 | 0 | 0 | 0 | 0 | 0
2 | 5 | 0 | 0 | CC. | 5 | Full Segment CIPP | E2 |  |  | 0 | 0 | 0 | 0 | 0 | 0 | 0
2 | 5 | 1 | 0 |  | a) | 300mm |  | m | 78.2 | 0 | 0 | 0 | 0 | 0 | 0 | 0
2 | 6 | 0 | 0 | CC. | 6 | Reinstatement of Sewer Services | E2 | each | 15 | 0 | 0 | 0 | 0 | 0 | 0 | 0
[10 empty] | Subtotal: | 0 | 0 | 0 | 0 | 0 | 0
2 | 0 | 0 | 0 | CD |  | Sherburn St (Asset No. MA20013732) - MH at Palmerston Av (Asset No. MH20012442) to 1st MH N of Palmerston Av (Asset No. MH20012452) |  |  |  |  | 0
2 | 1 | 0 | 0 | CD. | 1 | Sewer Cleaning | E2 & CW 2140 |  |  | 0 | 0 | 0 | 0 | 0 | 0 | 0
2 | 1 | 1 | 0 |  | a) | 300mm |  |  |  | 0 | 0 | 0 | 0 | 0 | 0 | 0
2 | 1 | 1 | 1 |  | i) | Pre-lining Cleaning |  | m | 83.5 | 0 | 0 | 0 | 0 | 0 | 0 | 10
2 | 1 | 1 | 2 |  | ii) | Warranty Cleaning |  | m | 83.5 | 0 | 0 | 0 | 0 | 0 | 0 | 10
2 | 2 | 0 | 0 | CD. | 2 | Sewer Inspection | E2 & CW 2145 |  |  | 0 | 0 | 0 | 0 | 0 | 0 | 0
2 | 2 | 1 | 0 |  | a) | 300mm |  |  |  | 0 | 0 | 0 | 0 | 0 | 0 | 0
2 | 2 | 1 | 1 |  | i) | Pre-lining Inspection |  | m | 83.5 | 0 | 0 | 0 | 0 | 0 | 0 | 8
2 | 2 | 1 | 2 |  | ii) | Post Lining Inspection |  | m | 83.5 | 0 | 0 | 0 | 0 | 0 | 0 | 8
2 | 2 | 1 | 3 |  | iii) | Warranty Inspection |  | m | 83.5 | 0 | 0 | 0 | 0 | 0 | 0 | 8
2 | 3 | 0 | 0 | CD. | 3 | Solid Debris Cutting | CW 2140 |  |  | 0 | 0 | 0 | 0 | 0 | 0 | 0
2 | 3 | 1 | 0 |  | a) | At Joints and Services |  | each | 9 | 0 | 0 | 0 | 0 | 0 | 0 | 0
2 | 4 | 0 | 0 | CD. | 4 | Remove Intruding Sewer Services | E2 | each | 2 | 0 | 0 | 0 | 0 | 0 | 0 | 250
2 | 5 | 0 | 0 | CD. | 5 | Flow Control | E2 | each | 1 | 0 | 0 | 0 | 0 | 0 | 0 | 0
2 | 6 | 0 | 0 | CD. | 6 | Full Segment CIPP | E2 |  |  | 0 | 0 | 0 | 0 | 0 | 0 | 0
2 | 6 | 1 | 0 |  | a) | 300mm |  | m | 83.5 | 0 | 0 | 0 | 0 | 0 | 0 | 0
2 | 7 | 0 | 0 | CD. | 7 | Reinstatement of Sewer Services | E2 | each | 14 | 0 | 0 | 0 | 0 | 0 | 0 | 0
[10 empty] | Subtotal: | 0 | 0 | 0 | 0 | 0 | 0
2 | 0 | 0 | 0 | CE |  | Sherburn St (Asset No. MA70021946) - 1st MH N of Palmerston Av (Asset No. MH20012452) to 2nd MH N of Palmerston Av (Asset No. MH70007946) |  |  |  |  | 0
2 | 1 | 0 | 0 | CE. | 1 | Sewer Cleaning | E2 & CW 2140 |  |  | 0 | 0 | 0 | 0 | 0 | 0 | 0
2 | 1 | 1 | 0 |  | a) | 300mm |  |  |  | 0 | 0 | 0 | 0 | 0 | 0 | 0
2 | 1 | 1 | 1 |  | i) | Pre-lining Cleaning |  | m | 32.3 | 0 | 0 | 0 | 0 | 0 | 0 | 10
2 | 1 | 1 | 2 |  | ii) | Warranty Cleaning |  | m | 32.3 | 0 | 0 | 0 | 0 | 0 | 0 | 10
2 | 2 | 0 | 0 | CE. | 2 | Sewer Inspection | E2 & CW 2145 |  |  | 0 | 0 | 0 | 0 | 0 | 0 | 0
2 | 2 | 1 | 0 |  | a) | 300mm |  |  |  | 0 | 0 | 0 | 0 | 0 | 0 | 0
2 | 2 | 1 | 1 |  | i) | Pre-lining Inspection |  | m | 32.3 | 0 | 0 | 0 | 0 | 0 | 0 | 8
2 | 2 | 1 | 2 |  | ii) | Post Lining Inspection |  | m | 32.3 | 0 | 0 | 0 | 0 | 0 | 0 | 8
2 | 2 | 1 | 3 |  | iii) | Warranty Inspection |  | m | 32.3 | 0 | 0 | 0 | 0 | 0 | 0 | 8
2 | 3 | 0 | 0 | CE. | 3 | Solid Debris Cutting | CW 2140 |  |  | 0 | 0 | 0 | 0 | 0 | 0 | 0
2 | 3 | 1 | 0 |  | a) | At Joints and Services |  | each | 1 | 0 | 0 | 0 | 0 | 0 | 0 | 0
2 | 4 | 0 | 0 | CE. | 4 | Flow Control | E2 | each | 1 | 0 | 0 | 0 | 0 | 0 | 0 | 0
2 | 5 | 0 | 0 | CE. | 5 | Full Segment CIPP | E2 |  |  | 0 | 0 | 0 | 0 | 0 | 0 | 0
2 | 5 | 1 | 0 |  | a) | 300mm |  | m | 32.3 | 0 | 0 | 0 | 0 | 0 | 0 | 0
2 | 6 | 0 | 0 | CE. | 6 | Reinstatement of Sewer Services | E2 | each | 6 | 0 | 0 | 0 | 0 | 0 | 0 | 0
[10 empty] | Subtotal: | 0 | 0 | 0 | 0 | 0 | 0
2 | 0 | 0 | 0 | CF |  | Sherburn St (Asset No. MA20017759) - 2nd MH S of Notre Dame Av (Asset No. MH20015886) to 1st MH S of Notre Dame Av (Asset No. MH20015912) |  |  |  |  | 0
2 | 1 | 0 | 0 | CF. | 1 | Sewer Cleaning | E2 & CW 2140 |  |  | 0 | 0 | 0 | 0 | 0 | 0 | 0
2 | 1 | 1 | 0 |  | a) | 375mm |  |  |  | 0 | 0 | 0 | 0 | 0 | 0 | 0
2 | 1 | 1 | 1 |  | i) | Pre-lining Cleaning |  | m | 82.8 | 0 | 0 | 0 | 0 | 0 | 0 | 10
2 | 1 | 1 | 2 |  | ii) | Warranty Cleaning |  | m | 82.8 | 0 | 0 | 0 | 0 | 0 | 0 | 10
2 | 2 | 0 | 0 | CF. | 2 | Sewer Inspection | E2 & CW 2145 |  |  | 0 | 0 | 0 | 0 | 0 | 0 | 0
2 | 2 | 1 | 0 |  | a) | 375mm |  |  |  | 0 | 0 | 0 | 0 | 0 | 0 | 0
2 | 2 | 1 | 1 |  | i) | Pre-lining Inspection |  | m | 82.8 | 0 | 0 | 0 | 0 | 0 | 0 | 8
2 | 2 | 1 | 2 |  | ii) | Post Lining Inspection |  | m | 82.8 | 0 | 0 | 0 | 0 | 0 | 0 | 8
2 | 2 | 1 | 3 |  | iii) | Warranty Inspection |  | m | 82.8 | 0 | 0 | 0 | 0 | 0 | 0 | 8
2 | 3 | 0 | 0 | CF. | 3 | Solid Debris Cutting | CW 2140 |  |  | 0 | 0 | 0 | 0 | 0 | 0 | 0
2 | 3 | 1 | 0 |  | a) | At Joints and Services |  | each | 1 | 0 | 0 | 0 | 0 | 0 | 0 | 0
2 | 4 | 0 | 0 | CF. | 4 | Remove Intruding Sewer Services | E2 | each | 1 | 0 | 0 | 0 | 0 | 0 | 0 | 250
2 | 5 | 0 | 0 | CF. | 5 | Flow Control | E2 | each | 1 | 0 | 0 | 0 | 0 | 0 | 0 | 0
2 | 6 | 0 | 0 | CF. | 6 | Full Segment CIPP | E2 |  |  | 0 | 0 | 0 | 0 | 0 | 0 | 0
2 | 6 | 1 | 0 |  | a) | 375mm |  | m | 82.8 | 0 | 0 | 0 | 0 | 0 | 0 | 0
2 | 7 | 0 | 0 | CF. | 7 | Reinstatement of Sewer Services | E2 | each | 8 | 0 | 0 | 0 | 0 | 0 | 0 | 0
[10 empty] | Subtotal: | 0 | 0 | 0 | 0 | 0 | 0
2 | 0 | 0 | 0 | CG |  | Simcoe St (Asset No. MA20017456) - MH at Simcoe St (Asset No. MH20015666) to 1st MH S of Simcoe St (Asset No. MH20015679) |  |  |  |  | 0
2 | 1 | 0 | 0 | CG. | 1 | Sewer Cleaning | E2 & CW 2140 |  |  | 0 | 0 | 0 | 0 | 0 | 0 | 0
2 | 1 | 1 | 0 |  | a) | 600mm |  |  |  | 0 | 0 | 0 | 0 | 0 | 0 | 0
2 | 1 | 1 | 1 |  | i) | Pre-lining Cleaning |  | m | 13.6 | 0 | 0 | 0 | 0 | 0 | 0 | 10
2 | 1 | 1 | 2 |  | ii) | Warranty Cleaning |  | m | 13.6 | 0 | 0 | 0 | 0 | 0 | 0 | 10
2 | 2 | 0 | 0 | CG. | 2 | Sewer Inspection | E2 & CW 2145 |  |  | 0 | 0 | 0 | 0 | 0 | 0 | 0
2 | 2 | 1 | 0 |  | a) | 600mm |  |  |  | 0 | 0 | 0 | 0 | 0 | 0 | 0
2 | 2 | 1 | 1 |  | i) | Pre-lining Inspection |  | m | 13.6 | 0 | 0 | 0 | 0 | 0 | 0 | 8
2 | 2 | 1 | 2 |  | ii) | Post Lining Inspection |  | m | 13.6 | 0 | 0 | 0 | 0 | 0 | 0 | 8
2 | 2 | 1 | 3 |  | iii) | Warranty Inspection |  | m | 13.6 | 0 | 0 | 0 | 0 | 0 | 0 | 8
2 | 3 | 0 | 0 | CG. | 3 | Flow Control | E2 | each | 1 | 0 | 0 | 0 | 0 | 0 | 0 | 0
2 | 4 | 0 | 0 | CG. | 4 | Full Segment CIPP | E2 |  |  | 0 | 0 | 0 | 0 | 0 | 0 | 0
2 | 4 | 1 | 0 |  | a) | 600mm |  | m | 13.6 | 0 | 0 | 0 | 0 | 0 | 0 | 0
2 | 5 | 0 | 0 | CG. | 5 | Reinstatement of Sewer Services | E2 | each | 23 | 0 | 0 | 0 | 0 | 0 | 0 | 0
[10 empty] | Subtotal: | 0 | 0 | 0 | 0 | 0 | 0
2 | 0 | 0 | 0 | CH |  | Simcoe St (Asset No. MA70027223) - 3rd MH S of St. Matthews Av (Asset No. MH20013983) to Portage Av (Asset No. TE70012453) |  |  |  |  | 0
2 | 1 | 0 | 0 | CH. | 1 | Sewer Cleaning | E2 & CW 2140 |  |  | 0 | 0 | 0 | 0 | 0 | 0 | 0
2 | 1 | 1 | 0 |  | a) | 750mm |  |  |  | 0 | 0 | 0 | 0 | 0 | 0 | 0
2 | 1 | 1 | 1 |  | i) | Pre-lining Cleaning |  | m | 104 | 0 | 0 | 0 | 0 | 0 | 0 | 10
2 | 1 | 1 | 2 |  | ii) | Warranty Cleaning |  | m | 104 | 0 | 0 | 0 | 0 | 0 | 0 | 10
2 | 2 | 0 | 0 | CH. | 2 | Sewer Inspection | E2 & CW 2145 |  |  | 0 | 0 | 0 | 0 | 0 | 0 | 0
2 | 2 | 1 | 0 |  | a) | 750mm |  |  |  | 0 | 0 | 0 | 0 | 0 | 0 | 0
2 | 2 | 1 | 1 |  | i) | Pre-lining Inspection |  | m | 104 | 0 | 0 | 0 | 0 | 0 | 0 | 8
2 | 2 | 1 | 2 |  | ii) | Post Lining Inspection |  | m | 104 | 0 | 0 | 0 | 0 | 0 | 0 | 8
2 | 2 | 1 | 3 |  | iii) | Warranty Inspection |  | m | 104 | 0 | 0 | 0 | 0 | 0 | 0 | 8
2 | 3 | 0 | 0 | CH. | 3 | Solid Debris Cutting | CW 2140 |  |  | 0 | 0 | 0 | 0 | 0 | 0 | 0
2 | 3 | 1 | 0 |  | a) | First 3 metres |  | each | 1 | 0 | 0 | 0 | 0 | 0 | 0 | 0
2 | 3 | 2 | 0 |  | b) | At Joints and Services |  | each | 8 | 0 | 0 | 0 | 0 | 0 | 0 | 0
2 | 4 | 0 | 0 | CH. | 4 | Flow Control | E2 | each | 1 | 0 | 0 | 0 | 0 | 0 | 0 | 0
2 | 5 | 0 | 0 | CH. | 5 | Full Segment CIPP | E2 |  |  | 0 | 0 | 0 | 0 | 0 | 0 | 0
2 | 5 | 1 | 0 |  | a) | 750mm |  | m | 104 | 0 | 0 | 0 | 0 | 0 | 0 | 0
2 | 6 | 0 | 0 | CH. | 6 | Reinstatement of Sewer Services | E2 | each | 14 | 0 | 0 | 0 | 0 | 0 | 0 | 0
[10 empty] | Subtotal: | 0 | 0 | 0 | 0 | 0 | 0
2 | 0 | 0 | 0 | CI |  | Simcoe St (Asset No. MA20015499) - MH at St. Matthews Av (Asset No. MH20015399) to 1st MH S of St. Matthews Av (Asset No. MH20013987) |  |  |  |  | 0
2 | 1 | 0 | 0 | CI. | 1 | Sewer Cleaning | E2 & CW 2140 |  |  | 0 | 0 | 0 | 0 | 0 | 0 | 0
2 | 1 | 1 | 0 |  | a) | 750mm |  |  |  | 0 | 0 | 0 | 0 | 0 | 0 | 0
2 | 1 | 1 | 1 |  | i) | Pre-lining Cleaning |  | m | 100.7 | 0 | 0 | 0 | 0 | 0 | 0 | 10
2 | 1 | 1 | 2 |  | ii) | Warranty Cleaning |  | m | 100.7 | 0 | 0 | 0 | 0 | 0 | 0 | 10
2 | 2 | 0 | 0 | CI. | 2 | Sewer Inspection | E2 & CW 2145 |  |  | 0 | 0 | 0 | 0 | 0 | 0 | 0
2 | 2 | 1 | 0 |  | a) | 750mm |  |  |  | 0 | 0 | 0 | 0 | 0 | 0 | 0
2 | 2 | 1 | 1 |  | i) | Pre-lining Inspection |  | m | 100.7 | 0 | 0 | 0 | 0 | 0 | 0 | 8
2 | 2 | 1 | 2 |  | ii) | Post Lining Inspection |  | m | 100.7 | 0 | 0 | 0 | 0 | 0 | 0 | 8
2 | 2 | 1 | 3 |  | iii) | Warranty Inspection |  | m | 100.7 | 0 | 0 | 0 | 0 | 0 | 0 | 8
2 | 3 | 0 | 0 | CI. | 3 | Solid Debris Cutting | CW 2140 |  |  | 0 | 0 | 0 | 0 | 0 | 0 | 0
2 | 3 | 1 | 0 |  | a) | First 3 metres |  | each | 1 | 0 | 0 | 0 | 0 | 0 | 0 | 0
2 | 3 | 2 | 0 |  | b) | At Joints and Services |  | each | 1 | 0 | 0 | 0 | 0 | 0 | 0 | 0
2 | 4 | 0 | 0 | CI. | 4 | Flow Control | E2 | each | 1 | 0 | 0 | 0 | 0 | 0 | 0 | 0
2 | 5 | 0 | 0 | CI. | 5 | Full Segment CIPP | E2 |  |  | 0 | 0 | 0 | 0 | 0 | 0 | 0
2 | 5 | 1 | 0 |  | a) | 750mm |  | m | 100.7 | 0 | 0 | 0 | 0 | 0 | 0 | 0
2 | 6 | 0 | 0 | CI. | 6 | Reinstatement of Sewer Services | E2 | each | 24 | 0 | 0 | 0 | 0 | 0 | 0 | 0
[10 empty] | Subtotal: | 0 | 0 | 0 | 0 | 0 | 0
2 | 0 | 0 | 0 | CJ |  | Simcoe St (Asset No. MA20017439) - 1st MH S of Ellice Av (Asset No. MH20015673) to 2nd MH S of Ellice Av (Asset No. MH20015648) |  |  |  |  | 0
2 | 1 | 0 | 0 | CJ. | 1 | Sewer Cleaning | E2 & CW 2140 |  |  | 0 | 0 | 0 | 0 | 0 | 0 | 0
2 | 1 | 1 | 0 |  | a) | 750mm |  |  |  | 0 | 0 | 0 | 0 | 0 | 0 | 0
2 | 1 | 1 | 1 |  | i) | Pre-lining Cleaning |  | m | 90.8 | 0 | 0 | 0 | 0 | 0 | 0 | 10
2 | 1 | 1 | 2 |  | ii) | Warranty Cleaning |  | m | 90.8 | 0 | 0 | 0 | 0 | 0 | 0 | 10
2 | 2 | 0 | 0 | CJ. | 2 | Sewer Inspection | E2 & CW 2145 |  |  | 0 | 0 | 0 | 0 | 0 | 0 | 0
2 | 2 | 1 | 0 |  | a) | 750mm |  |  |  | 0 | 0 | 0 | 0 | 0 | 0 | 0
2 | 2 | 1 | 1 |  | i) | Pre-lining Inspection |  | m | 90.8 | 0 | 0 | 0 | 0 | 0 | 0 | 8
2 | 2 | 1 | 2 |  | ii) | Post Lining Inspection |  | m | 90.8 | 0 | 0 | 0 | 0 | 0 | 0 | 8
2 | 2 | 1 | 3 |  | iii) | Warranty Inspection |  | m | 90.8 | 0 | 0 | 0 | 0 | 0 | 0 | 8
2 | 3 | 0 | 0 | CJ. | 3 | Solid Debris Cutting | CW 2140 |  |  | 0 | 0 | 0 | 0 | 0 | 0 | 0
2 | 3 | 1 | 0 |  | a) | At Joints and Services |  | each | 1 | 0 | 0 | 0 | 0 | 0 | 0 | 0
2 | 4 | 0 | 0 | CJ. | 4 | Flow Control | E2 | each | 1 | 0 | 0 | 0 | 0 | 0 | 0 | 0
2 | 5 | 0 | 0 | CJ. | 5 | Full Segment CIPP | E2 |  |  | 0 | 0 | 0 | 0 | 0 | 0 | 0
2 | 5 | 1 | 0 |  | a) | 750mm |  | m | 90.8 | 0 | 0 | 0 | 0 | 0 | 0 | 0
2 | 6 | 0 | 0 | CJ. | 6 | Reinstatement of Sewer Services | E2 | each | 21 | 0 | 0 | 0 | 0 | 0 | 0 | 0
[10 empty] | Subtotal: | 0 | 0 | 0 | 0 | 0 | 0
2 | 0 | 0 | 0 | CK |  | Simcoe St (Asset No. MA20017467) - MH at Ellice Av (Asset No. MH20015679) to 1st MH S of Ellice Av (Asset No. MH20015673) |  |  |  |  | 0
2 | 1 | 0 | 0 | CK. | 1 | Sewer Cleaning | E2 & CW 2140 |  |  | 0 | 0 | 0 | 0 | 0 | 0 | 0
2 | 1 | 1 | 0 |  | a) | 750mm |  |  |  | 0 | 0 | 0 | 0 | 0 | 0 | 0
2 | 1 | 1 | 1 |  | i) | Pre-lining Cleaning |  | m | 75.2 | 0 | 0 | 0 | 0 | 0 | 0 | 10
2 | 1 | 1 | 2 |  | ii) | Warranty Cleaning |  | m | 75.2 | 0 | 0 | 0 | 0 | 0 | 0 | 10
2 | 2 | 0 | 0 | CK. | 2 | Sewer Inspection | E2 & CW 2145 |  |  | 0 | 0 | 0 | 0 | 0 | 0 | 0
2 | 2 | 1 | 0 |  | a) | 750mm |  |  |  | 0 | 0 | 0 | 0 | 0 | 0 | 0
2 | 2 | 1 | 1 |  | i) | Pre-lining Inspection |  | m | 75.2 | 0 | 0 | 0 | 0 | 0 | 0 | 8
2 | 2 | 1 | 2 |  | ii) | Post Lining Inspection |  | m | 75.2 | 0 | 0 | 0 | 0 | 0 | 0 | 8
2 | 2 | 1 | 3 |  | iii) | Warranty Inspection |  | m | 75.2 | 0 | 0 | 0 | 0 | 0 | 0 | 8
2 | 3 | 0 | 0 | CK. | 3 | Solid Debris Cutting | CW 2140 |  |  | 0 | 0 | 0 | 0 | 0 | 0 | 0
2 | 3 | 1 | 0 |  | a) | First 3 metres |  | each | 1 | 0 | 0 | 0 | 0 | 0 | 0 | 0
2 | 3 | 2 | 0 |  | b) | At Joints and Services |  | each | 3 | 0 | 0 | 0 | 0 | 0 | 0 | 0
2 | 4 | 0 | 0 | CK. | 4 | Flow Control | E2 | each | 1 | 0 | 0 | 0 | 0 | 0 | 0 | 0
2 | 5 | 0 | 0 | CK. | 5 | Full Segment CIPP | E2 |  |  | 0 | 0 | 0 | 0 | 0 | 0 | 0
2 | 5 | 1 | 0 |  | a) | 750mm |  | m | 75.2 | 0 | 0 | 0 | 0 | 0 | 0 | 0
2 | 6 | 0 | 0 | CK. | 6 | Reinstatement of Sewer Services | E2 | each | 17 | 0 | 0 | 0 | 0 | 0 | 0 | 0
[10 empty] | Subtotal: | 0 | 0 | 0 | 0 | 0 | 0
2 | 0 | 0 | 0 | CL |  | Simcoe St (Asset No. MA20015503) - 2nd MH S of St. Matthews Av (Asset No. MH20013984) to 3rd MH S of St. Matthews Av (Asset No. MH20013983) |  |  |  |  | 0
2 | 1 | 0 | 0 | CL. | 1 | Sewer Cleaning | E2 & CW 2140 |  |  | 0 | 0 | 0 | 0 | 0 | 0 | 0
2 | 1 | 1 | 0 |  | a) | 750mm |  |  |  | 0 | 0 | 0 | 0 | 0 | 0 | 0
2 | 1 | 1 | 1 |  | i) | Pre-lining Cleaning |  | m | 100.4 | 0 | 0 | 0 | 0 | 0 | 0 | 10
2 | 1 | 1 | 2 |  | ii) | Warranty Cleaning |  | m | 100.4 | 0 | 0 | 0 | 0 | 0 | 0 | 10
2 | 2 | 0 | 0 | CL. | 2 | Sewer Inspection | E2 & CW 2145 |  |  | 0 | 0 | 0 | 0 | 0 | 0 | 0
2 | 2 | 1 | 0 |  | a) | 750mm |  |  |  | 0 | 0 | 0 | 0 | 0 | 0 | 0
2 | 2 | 1 | 1 |  | i) | Pre-lining Inspection |  | m | 100.4 | 0 | 0 | 0 | 0 | 0 | 0 | 8
2 | 2 | 1 | 2 |  | ii) | Post Lining Inspection |  | m | 100.4 | 0 | 0 | 0 | 0 | 0 | 0 | 8
2 | 2 | 1 | 3 |  | iii) | Warranty Inspection |  | m | 100.4 | 0 | 0 | 0 | 0 | 0 | 0 | 8
2 | 3 | 0 | 0 | CL. | 3 | Solid Debris Cutting | CW 2140 |  |  | 0 | 0 | 0 | 0 | 0 | 0 | 0
2 | 3 | 1 | 0 |  | a) | At Joints and Services |  | each | 2 | 0 | 0 | 0 | 0 | 0 | 0 | 0
2 | 4 | 0 | 0 | CL. | 4 | Flow Control | E2 | each | 1 | 0 | 0 | 0 | 0 | 0 | 0 | 0
2 | 5 | 0 | 0 | CL. | 5 | Full Segment CIPP | E2 |  |  | 0 | 0 | 0 | 0 | 0 | 0 | 0
2 | 5 | 1 | 0 |  | a) | 750mm |  | m | 100.4 | 0 | 0 | 0 | 0 | 0 | 0 | 0
2 | 6 | 0 | 0 | CL. | 6 | Reinstatement of Sewer Services | E2 | each | 30 | 0 | 0 | 0 | 0 | 0 | 0 | 0
[10 empty] | Subtotal: | 0 | 0 | 0 | 0 | 0 | 0
2 | 0 | 0 | 0 | CM |  | Simcoe St (Asset No. MA20015506) - 1st MH S of St. Matthews Av (Asset No. MH20013987) to 2nd MH S of St. Matthews Av (Asset No. MH20013984) |  |  |  |  | 0
2 | 1 | 0 | 0 | CM. | 1 | Sewer Cleaning | E2 & CW 2140 |  |  | 0 | 0 | 0 | 0 | 0 | 0 | 0
2 | 1 | 1 | 0 |  | a) | 750mm |  |  |  | 0 | 0 | 0 | 0 | 0 | 0 | 0
2 | 1 | 1 | 1 |  | i) | Pre-lining Cleaning |  | m | 100.2 | 0 | 0 | 0 | 0 | 0 | 0 | 10
2 | 1 | 1 | 2 |  | ii) | Warranty Cleaning |  | m | 100.2 | 0 | 0 | 0 | 0 | 0 | 0 | 10
2 | 2 | 0 | 0 | CM. | 2 | Sewer Inspection | E2 & CW 2145 |  |  | 0 | 0 | 0 | 0 | 0 | 0 | 0
2 | 2 | 1 | 0 |  | a) | 750mm |  |  |  | 0 | 0 | 0 | 0 | 0 | 0 | 0
2 | 2 | 1 | 1 |  | i) | Pre-lining Inspection |  | m | 100.2 | 0 | 0 | 0 | 0 | 0 | 0 | 8
2 | 2 | 1 | 2 |  | ii) | Post Lining Inspection |  | m | 100.2 | 0 | 0 | 0 | 0 | 0 | 0 | 8
2 | 2 | 1 | 3 |  | iii) | Warranty Inspection |  | m | 100.2 | 0 | 0 | 0 | 0 | 0 | 0 | 8
2 | 3 | 0 | 0 | CM. | 3 | Solid Debris Cutting | CW 2140 |  |  | 0 | 0 | 0 | 0 | 0 | 0 | 0
2 | 3 | 1 | 0 |  | a) | First 3 metres |  | each | 1 | 0 | 0 | 0 | 0 | 0 | 0 | 0
2 | 3 | 2 | 0 |  | b) | At Joints and Services |  | each | 1 | 0 | 0 | 0 | 0 | 0 | 0 | 0
2 | 4 | 0 | 0 | CM. | 4 | Remove Intruding Sewer Services | E2 | each | 2 | 0 | 0 | 0 | 0 | 0 | 0 | 250
2 | 5 | 0 | 0 | CM. | 5 | Flow Control | E2 | each | 1 | 0 | 0 | 0 | 0 | 0 | 0 | 0
2 | 6 | 0 | 0 | CM. | 6 | Full Segment CIPP | E2 |  |  | 0 | 0 | 0 | 0 | 0 | 0 | 0
2 | 6 | 1 | 0 |  | a) | 750mm |  | m | 100.2 | 0 | 0 | 0 | 0 | 0 | 0 | 0
2 | 7 | 0 | 0 | CM. | 7 | Reinstatement of Sewer Services | E2 | each | 26 | 0 | 0 | 0 | 0 | 0 | 0 | 0
[10 empty] | Subtotal: | 0 | 0 | 0 | 0 | 0 | 0
2 | 0 | 0 | 0 | CN |  | Simcoe St (Asset No. MA20017315) - 2nd MH S of Ellice Av (Asset No. MH20015648) to 3rd MH S of Ellice Av (Asset No. MH20015537) |  |  |  |  | 0
2 | 1 | 0 | 0 | CN. | 1 | Sewer Cleaning | E2 & CW 2140 |  |  | 0 | 0 | 0 | 0 | 0 | 0 | 0
2 | 1 | 1 | 0 |  | a) | 750mm |  |  |  | 0 | 0 | 0 | 0 | 0 | 0 | 0
2 | 1 | 1 | 1 |  | i) | Pre-lining Cleaning |  | m | 89.8 | 0 | 0 | 0 | 0 | 0 | 0 | 10
2 | 1 | 1 | 2 |  | ii) | Warranty Cleaning |  | m | 89.8 | 0 | 0 | 0 | 0 | 0 | 0 | 10
2 | 2 | 0 | 0 | CN. | 2 | Sewer Inspection | E2 & CW 2145 |  |  | 0 | 0 | 0 | 0 | 0 | 0 | 0
2 | 2 | 1 | 0 |  | a) | 750mm |  |  |  | 0 | 0 | 0 | 0 | 0 | 0 | 0
2 | 2 | 1 | 1 |  | i) | Pre-lining Inspection |  | m | 89.8 | 0 | 0 | 0 | 0 | 0 | 0 | 8
2 | 2 | 1 | 2 |  | ii) | Post Lining Inspection |  | m | 89.8 | 0 | 0 | 0 | 0 | 0 | 0 | 8
2 | 2 | 1 | 3 |  | iii) | Warranty Inspection |  | m | 89.8 | 0 | 0 | 0 | 0 | 0 | 0 | 8
2 | 3 | 0 | 0 | CN. | 3 | Solid Debris Cutting | CW 2140 |  |  | 0 | 0 | 0 | 0 | 0 | 0 | 0
2 | 3 | 1 | 0 |  | a) | First 3 metres |  | each | 1 | 0 | 0 | 0 | 0 | 0 | 0 | 0
2 | 4 | 0 | 0 | CN. | 4 | Flow Control | E2 | each | 1 | 0 | 0 | 0 | 0 | 0 | 0 | 0
2 | 5 | 0 | 0 | CN. | 5 | Full Segment CIPP | E2 |  |  | 0 | 0 | 0 | 0 | 0 | 0 | 0
2 | 5 | 1 | 0 |  | a) | 750mm |  | m | 89.8 | 0 | 0 | 0 | 0 | 0 | 0 | 0
2 | 6 | 0 | 0 | CN. | 6 | Reinstatement of Sewer Services | E2 | each | 24 | 0 | 0 | 0 | 0 | 0 | 0 | 0
[10 empty] | Subtotal: | 0 | 0 | 0 | 0 | 0 | 0
2 | 0 | 0 | 0 | CO |  | Simcoe St (Asset No. MA20017156) - 1st MH N of St. Matthews Av (Asset No. MH20015537) to MH at St. Matthews Av (Asset No. MH20015399) |  |  |  |  | 0
2 | 1 | 0 | 0 | CO. | 1 | Sewer Cleaning | E2 & CW 2140 |  |  | 0 | 0 | 0 | 0 | 0 | 0 | 0
2 | 1 | 1 | 0 |  | a) | 750mm |  |  |  | 0 | 0 | 0 | 0 | 0 | 0 | 0
2 | 1 | 1 | 1 |  | i) | Pre-lining Cleaning |  | m | 89.2 | 0 | 0 | 0 | 0 | 0 | 0 | 10
2 | 1 | 1 | 2 |  | ii) | Warranty Cleaning |  | m | 89.2 | 0 | 0 | 0 | 0 | 0 | 0 | 10
2 | 2 | 0 | 0 | CO. | 2 | Sewer Inspection | E2 & CW 2145 |  |  | 0 | 0 | 0 | 0 | 0 | 0 | 0
2 | 2 | 1 | 0 |  | a) | 750mm |  |  |  | 0 | 0 | 0 | 0 | 0 | 0 | 0
2 | 2 | 1 | 1 |  | i) | Pre-lining Inspection |  | m | 89.2 | 0 | 0 | 0 | 0 | 0 | 0 | 8
2 | 2 | 1 | 2 |  | ii) | Post Lining Inspection |  | m | 89.2 | 0 | 0 | 0 | 0 | 0 | 0 | 8
2 | 2 | 1 | 3 |  | iii) | Warranty Inspection |  | m | 89.2 | 0 | 0 | 0 | 0 | 0 | 0 | 8
2 | 3 | 0 | 0 | CO. | 3 | Remove Intruding Sewer Services | E2 | each | 1 | 0 | 0 | 0 | 0 | 0 | 0 | 250
2 | 4 | 0 | 0 | CO. | 4 | Flow Control | E2 | each | 1 | 0 | 0 | 0 | 0 | 0 | 0 | 0
2 | 5 | 0 | 0 | CO. | 5 | Full Segment CIPP | E2 |  |  | 0 | 0 | 0 | 0 | 0 | 0 | 0
2 | 5 | 1 | 0 |  | a) | 750mm |  | m | 89.2 | 0 | 0 | 0 | 0 | 0 | 0 | 0
2 | 6 | 0 | 0 | CO. | 6 | Reinstatement of Sewer Services | E2 | each | 23 | 0 | 0 | 0 | 0 | 0 | 0 | 0
[10 empty] | Subtotal: | 0 | 0 | 0 | 0 | 0 | 0
2 | 0 | 0 | 0 | CP |  | Simcoe St (Asset No. MA20017909) - MH at Wellington Av (Asset No. MH20016111) to 1st MH S of Wellington Av (Asset No. MH20016022) |  |  |  |  | 0
2 | 1 | 0 | 0 | CP. | 1 | Sewer Cleaning | E2 & CW 2140 |  |  | 0 | 0 | 0 | 0 | 0 | 0 | 0
2 | 1 | 1 | 0 |  | a) | 450mm |  |  |  | 0 | 0 | 0 | 0 | 0 | 0 | 0
2 | 1 | 1 | 1 |  | i) | Pre-lining Cleaning |  | m | 95.1 | 0 | 0 | 0 | 0 | 0 | 0 | 10
2 | 1 | 1 | 2 |  | ii) | Warranty Cleaning |  | m | 95.1 | 0 | 0 | 0 | 0 | 0 | 0 | 10
2 | 2 | 0 | 0 | CP. | 2 | Sewer Inspection | E2 & CW 2145 |  |  | 0 | 0 | 0 | 0 | 0 | 0 | 0
2 | 2 | 1 | 0 |  | a) | 450mm |  |  |  | 0 | 0 | 0 | 0 | 0 | 0 | 0
2 | 2 | 1 | 1 |  | i) | Pre-lining Inspection |  | m | 95.1 | 0 | 0 | 0 | 0 | 0 | 0 | 8
2 | 2 | 1 | 2 |  | ii) | Post Lining Inspection |  | m | 95.1 | 0 | 0 | 0 | 0 | 0 | 0 | 8
2 | 2 | 1 | 3 |  | iii) | Warranty Inspection |  | m | 95.1 | 0 | 0 | 0 | 0 | 0 | 0 | 8
2 | 3 | 0 | 0 | CP. | 3 | Solid Debris Cutting | CW 2140 |  |  | 0 | 0 | 0 | 0 | 0 | 0 | 0
2 | 3 | 1 | 0 |  | a) | At Joints and Services |  | each | 1 | 0 | 0 | 0 | 0 | 0 | 0 | 0
2 | 4 | 0 | 0 | CP. | 4 | Remove Intruding Sewer Services | E2 | each | 3 | 0 | 0 | 0 | 0 | 0 | 0 | 250
2 | 5 | 0 | 0 | CP. | 5 | Flow Control | E2 | each | 1 | 0 | 0 | 0 | 0 | 0 | 0 | 0
2 | 6 | 0 | 0 | CP. | 6 | Full Segment CIPP | E2 |  |  | 0 | 0 | 0 | 0 | 0 | 0 | 0
2 | 6 | 1 | 0 |  | a) | 450mm |  | m | 95.1 | 0 | 0 | 0 | 0 | 0 | 0 | 0
2 | 7 | 0 | 0 | CP. | 7 | Reinstatement of Sewer Services | E2 | each | 22 | 0 | 0 | 0 | 0 | 0 | 0 | 0
[10 empty] | Subtotal: | 0 | 0 | 0 | 0 | 0 | 0
2 | 0 | 0 | 0 | CQ |  | Spence St (Asset No. MA70040498) - 2nd MH N of Balmoral St (Asset No. MH70016155) to 3rd MH N of Balmoral St (Asset No. MH20013252) |  |  |  |  | 0
2 | 1 | 0 | 0 | CQ. | 1 | Sewer Cleaning | E2 & CW 2140 |  |  | 0 | 0 | 0 | 0 | 0 | 0 | 0
2 | 1 | 1 | 0 |  | a) | 300mm |  |  |  | 0 | 0 | 0 | 0 | 0 | 0 | 0
2 | 1 | 1 | 1 |  | i) | Pre-lining Cleaning |  | m | 14 | 0 | 0 | 0 | 0 | 0 | 0 | 10
2 | 1 | 1 | 2 |  | ii) | Warranty Cleaning |  | m | 14 | 0 | 0 | 0 | 0 | 0 | 0 | 10
2 | 2 | 0 | 0 | CQ. | 2 | Sewer Inspection | E2 & CW 2145 |  |  | 0 | 0 | 0 | 0 | 0 | 0 | 0
2 | 2 | 1 | 0 |  | a) | 300mm |  |  |  | 0 | 0 | 0 | 0 | 0 | 0 | 0
2 | 2 | 1 | 1 |  | i) | Pre-lining Inspection |  | m | 14 | 0 | 0 | 0 | 0 | 0 | 0 | 8
2 | 2 | 1 | 2 |  | ii) | Post Lining Inspection |  | m | 14 | 0 | 0 | 0 | 0 | 0 | 0 | 8
2 | 2 | 1 | 3 |  | iii) | Warranty Inspection |  | m | 14 | 0 | 0 | 0 | 0 | 0 | 0 | 8
2 | 3 | 0 | 0 | CQ. | 3 | Flow Control | E2 | each | 1 | 0 | 0 | 0 | 0 | 0 | 0 | 0
2 | 4 | 0 | 0 | CQ. | 4 | Full Segment CIPP | E2 |  |  | 0 | 0 | 0 | 0 | 0 | 0 | 0
2 | 4 | 1 | 0 |  | a) | 300mm |  | m | 14 | 0 | 0 | 0 | 0 | 0 | 0 | 0
2 | 5 | 0 | 0 | CQ. | 5 | Reinstatement of Sewer Services | E2 | each | 2 | 0 | 0 | 0 | 0 | 0 | 0 | 0
[10 empty] | Subtotal: | 0 | 0 | 0 | 0 | 0 | 0
2 | 0 | 0 | 0 | CR |  | Spence St (Asset No. MA20014674) - 3rd MH N of Balmoral St (Asset No. MH20013252) to 4th MH N of Balmoral St (Asset No. MH20013265) |  |  |  |  | 0
2 | 1 | 0 | 0 | CR. | 1 | Sewer Cleaning | E2 & CW 2140 |  |  | 0 | 0 | 0 | 0 | 0 | 0 | 0
2 | 1 | 1 | 0 |  | a) | 375mm |  |  |  | 0 | 0 | 0 | 0 | 0 | 0 | 0
2 | 1 | 1 | 1 |  | i) | Pre-lining Cleaning |  | m | 77.8 | 0 | 0 | 0 | 0 | 0 | 0 | 10
2 | 1 | 1 | 2 |  | ii) | Warranty Cleaning |  | m | 77.8 | 0 | 0 | 0 | 0 | 0 | 0 | 10
2 | 2 | 0 | 0 | CR. | 2 | Sewer Inspection | E2 & CW 2145 |  |  | 0 | 0 | 0 | 0 | 0 | 0 | 0
2 | 2 | 1 | 0 |  | a) | 375mm |  |  |  | 0 | 0 | 0 | 0 | 0 | 0 | 0
2 | 2 | 1 | 1 |  | i) | Pre-lining Inspection |  | m | 77.8 | 0 | 0 | 0 | 0 | 0 | 0 | 8
2 | 2 | 1 | 2 |  | ii) | Post Lining Inspection |  | m | 77.8 | 0 | 0 | 0 | 0 | 0 | 0 | 8
2 | 2 | 1 | 3 |  | iii) | Warranty Inspection |  | m | 77.8 | 0 | 0 | 0 | 0 | 0 | 0 | 8
2 | 3 | 0 | 0 | CR. | 3 | Solid Debris Cutting | CW 2140 |  |  | 0 | 0 | 0 | 0 | 0 | 0 | 0
2 | 3 | 1 | 0 |  | a) | At Joints and Services |  | each | 2 | 0 | 0 | 0 | 0 | 0 | 0 | 0
2 | 4 | 0 | 0 | CR. | 4 | Flow Control | E2 | each | 1 | 0 | 0 | 0 | 0 | 0 | 0 | 0
2 | 5 | 0 | 0 | CR. | 5 | Full Segment CIPP | E2 |  |  | 0 | 0 | 0 | 0 | 0 | 0 | 0
2 | 5 | 1 | 0 |  | a) | 375mm |  | m | 77.8 | 0 | 0 | 0 | 0 | 0 | 0 | 0
2 | 6 | 0 | 0 | CR. | 6 | Reinstatement of Sewer Services | E2 | each | 14 | 0 | 0 | 0 | 0 | 0 | 0 | 0
[10 empty] | Subtotal: | 0 | 0 | 0 | 0 | 0 | 0
2 | 0 | 0 | 0 | CS |  | Spence St (Asset No. MA20014679) - 4th MH N of Balmoral St (Asset No. MH20013265) to 5th MH N of Balmoral St (Asset No. MH20013253) |  |  |  |  | 0
2 | 1 | 0 | 0 | CS. | 1 | Sewer Cleaning | E2 & CW 2140 |  |  | 0 | 0 | 0 | 0 | 0 | 0 | 0
2 | 1 | 1 | 0 |  | a) | 375mm |  |  |  | 0 | 0 | 0 | 0 | 0 | 0 | 0
2 | 1 | 1 | 1 |  | i) | Pre-lining Cleaning |  | m | 78.1 | 0 | 0 | 0 | 0 | 0 | 0 | 10
2 | 1 | 1 | 2 |  | ii) | Warranty Cleaning |  | m | 78.1 | 0 | 0 | 0 | 0 | 0 | 0 | 10
2 | 2 | 0 | 0 | CS. | 2 | Sewer Inspection | E2 & CW 2145 |  |  | 0 | 0 | 0 | 0 | 0 | 0 | 0
2 | 2 | 1 | 0 |  | a) | 375mm |  |  |  | 0 | 0 | 0 | 0 | 0 | 0 | 0
2 | 2 | 1 | 1 |  | i) | Pre-lining Inspection |  | m | 78.1 | 0 | 0 | 0 | 0 | 0 | 0 | 8
2 | 2 | 1 | 2 |  | ii) | Post Lining Inspection |  | m | 78.1 | 0 | 0 | 0 | 0 | 0 | 0 | 8
2 | 2 | 1 | 3 |  | iii) | Warranty Inspection |  | m | 78.1 | 0 | 0 | 0 | 0 | 0 | 0 | 8
2 | 3 | 0 | 0 | CS. | 3 | Solid Debris Cutting | CW 2140 |  |  | 0 | 0 | 0 | 0 | 0 | 0 | 0
2 | 3 | 1 | 0 |  | a) | At Joints and Services |  | each | 1 | 0 | 0 | 0 | 0 | 0 | 0 | 0
2 | 4 | 0 | 0 | CS. | 4 | Flow Control | E2 | each | 1 | 0 | 0 | 0 | 0 | 0 | 0 | 0
2 | 5 | 0 | 0 | CS. | 5 | Full Segment CIPP | E2 |  |  | 0 | 0 | 0 | 0 | 0 | 0 | 0
2 | 5 | 1 | 0 |  | a) | 375mm |  | m | 78.1 | 0 | 0 | 0 | 0 | 0 | 0 | 0
2 | 6 | 0 | 0 | CS. | 6 | Reinstatement of Sewer Services | E2 | each | 12 | 0 | 0 | 0 | 0 | 0 | 0 | 0
[10 empty] | Subtotal: | 0 | 0 | 0 | 0 | 0 | 0
2 | 0 | 0 | 0 | CT |  | Spence St (Asset No. MA20014675) - 5th MH N of Balmoral St (Asset No. MH20013253) to MH at Broadway Av (Asset No. MH20013326) |  |  |  |  | 0
2 | 1 | 0 | 0 | CT. | 1 | Sewer Cleaning | E2 & CW 2140 |  |  | 0 | 0 | 0 | 0 | 0 | 0 | 0
2 | 1 | 1 | 0 |  | a) | 375mm |  |  |  | 0 | 0 | 0 | 0 | 0 | 0 | 0
2 | 1 | 1 | 1 |  | i) | Pre-lining Cleaning |  | m | 78.3 | 0 | 0 | 0 | 0 | 0 | 0 | 10
2 | 1 | 1 | 2 |  | ii) | Warranty Cleaning |  | m | 78.3 | 0 | 0 | 0 | 0 | 0 | 0 | 10
2 | 2 | 0 | 0 | CT. | 2 | Sewer Inspection | E2 & CW 2145 |  |  | 0 | 0 | 0 | 0 | 0 | 0 | 0
2 | 2 | 1 | 0 |  | a) | 375mm |  |  |  | 0 | 0 | 0 | 0 | 0 | 0 | 0
2 | 2 | 1 | 1 |  | i) | Pre-lining Inspection |  | m | 78.3 | 0 | 0 | 0 | 0 | 0 | 0 | 8
2 | 2 | 1 | 2 |  | ii) | Post Lining Inspection |  | m | 78.3 | 0 | 0 | 0 | 0 | 0 | 0 | 8
2 | 2 | 1 | 3 |  | iii) | Warranty Inspection |  | m | 78.3 | 0 | 0 | 0 | 0 | 0 | 0 | 8
2 | 3 | 0 | 0 | CT. | 3 | Solid Debris Cutting | CW 2140 |  |  | 0 | 0 | 0 | 0 | 0 | 0 | 0
2 | 3 | 1 | 0 |  | a) | At Joints and Services |  | each | 8 | 0 | 0 | 0 | 0 | 0 | 0 | 0
2 | 4 | 0 | 0 | CT. | 4 | Remove Intruding Sewer Services | E2 | each | 2 | 0 | 0 | 0 | 0 | 0 | 0 | 250
2 | 5 | 0 | 0 | CT. | 5 | Flow Control | E2 | each | 1 | 0 | 0 | 0 | 0 | 0 | 0 | 0
2 | 6 | 0 | 0 | CT. | 6 | Full Segment CIPP | E2 |  |  | 0 | 0 | 0 | 0 | 0 | 0 | 0
2 | 6 | 1 | 0 |  | a) | 375mm |  | m | 78.3 | 0 | 0 | 0 | 0 | 0 | 0 | 0
2 | 7 | 0 | 0 | CT. | 7 | Reinstatement of Sewer Services | E2 | each | 9 | 0 | 0 | 0 | 0 | 0 | 0 | 0
[10 empty] | Subtotal: | 0 | 0 | 0 | 0 | 0 | 0
2 | 0 | 0 | 0 | CU |  | Spence St (Asset No. MA20014576) - 1st MH N of Balmoral St (Asset No. MH20013162) to 2nd MH N of Balmoral(Asset No. MH70016157) |  |  |  |  | 0
2 | 1 | 0 | 0 | CU. | 1 | Sewer Cleaning | E2 & CW 2140 |  |  | 0 | 0 | 0 | 0 | 0 | 0 | 0
2 | 1 | 1 | 0 |  | a) | 300mm |  |  |  | 0 | 0 | 0 | 0 | 0 | 0 | 0
2 | 1 | 1 | 1 |  | i) | Pre-lining Cleaning |  | m | 64.1 | 0 | 0 | 0 | 0 | 0 | 0 | 10
2 | 1 | 1 | 2 |  | ii) | Warranty Cleaning |  | m | 64.1 | 0 | 0 | 0 | 0 | 0 | 0 | 10
2 | 2 | 0 | 0 | CU. | 2 | Sewer Inspection | E2 & CW 2145 |  |  | 0 | 0 | 0 | 0 | 0 | 0 | 0
2 | 2 | 1 | 0 |  | a) | 300mm |  |  |  | 0 | 0 | 0 | 0 | 0 | 0 | 0
2 | 2 | 1 | 1 |  | i) | Pre-lining Inspection |  | m | 64.1 | 0 | 0 | 0 | 0 | 0 | 0 | 8
2 | 2 | 1 | 2 |  | ii) | Post Lining Inspection |  | m | 64.1 | 0 | 0 | 0 | 0 | 0 | 0 | 8
2 | 2 | 1 | 3 |  | iii) | Warranty Inspection |  | m | 64.1 | 0 | 0 | 0 | 0 | 0 | 0 | 8
2 | 3 | 0 | 0 | CU. | 3 | Solid Debris Cutting | CW 2140 |  |  | 0 | 0 | 0 | 0 | 0 | 0 | 0
2 | 3 | 1 | 0 |  | a) | First 3 metres |  | each | 1 | 0 | 0 | 0 | 0 | 0 | 0 | 0
2 | 3 | 2 | 0 |  | b) | At Joints and Services |  | each | 3 | 0 | 0 | 0 | 0 | 0 | 0 | 0
2 | 4 | 0 | 0 | CU. | 4 | Remove Intruding Sewer Services | E2 | each | 5 | 0 | 0 | 0 | 0 | 0 | 0 | 250
2 | 5 | 0 | 0 | CU. | 5 | Flow Control | E2 | each | 1 | 0 | 0 | 0 | 0 | 0 | 0 | 0
2 | 6 | 0 | 0 | CU. | 6 | Full Segment CIPP | E2 |  |  | 0 | 0 | 0 | 0 | 0 | 0 | 0
2 | 6 | 1 | 0 |  | a) | 300mm |  | m | 64.1 | 0 | 0 | 0 | 0 | 0 | 0 | 0
2 | 7 | 0 | 0 | CU. | 7 | Reinstatement of Sewer Services | E2 | each | 9 | 0 | 0 | 0 | 0 | 0 | 0 | 0
[10 empty] | Subtotal: | 0 | 0 | 0 | 0 | 0 | 0
2 | 0 | 0 | 0 | CV |  | Sprague St (Asset No. MA20010922) - 2nd MH S of Portage Av (Asset No. MH20009964) to 1st MH S of Portage Av (Asset No. MH20010014) |  |  |  |  | 0
2 | 1 | 0 | 0 | CV. | 1 | Sewer Cleaning | E2 & CW 2140 |  |  | 0 | 0 | 0 | 0 | 0 | 0 | 0
2 | 1 | 1 | 0 |  | a) | 300mm |  |  |  | 0 | 0 | 0 | 0 | 0 | 0 | 0
2 | 1 | 1 | 1 |  | i) | Pre-lining Cleaning |  | m | 119.1 | 0 | 0 | 0 | 0 | 0 | 0 | 10
2 | 1 | 1 | 2 |  | ii) | Warranty Cleaning |  | m | 119.1 | 0 | 0 | 0 | 0 | 0 | 0 | 10
2 | 2 | 0 | 0 | CV. | 2 | Sewer Inspection | E2 & CW 2145 |  |  | 0 | 0 | 0 | 0 | 0 | 0 | 0
2 | 2 | 1 | 0 |  | a) | 300mm |  |  |  | 0 | 0 | 0 | 0 | 0 | 0 | 0
2 | 2 | 1 | 1 |  | i) | Pre-lining Inspection |  | m | 119.1 | 0 | 0 | 0 | 0 | 0 | 0 | 8
2 | 2 | 1 | 2 |  | ii) | Post Lining Inspection |  | m | 119.1 | 0 | 0 | 0 | 0 | 0 | 0 | 8
2 | 2 | 1 | 3 |  | iii) | Warranty Inspection |  | m | 119.1 | 0 | 0 | 0 | 0 | 0 | 0 | 8
2 | 3 | 0 | 0 | CV. | 3 | Solid Debris Cutting | CW 2140 |  |  | 0 | 0 | 0 | 0 | 0 | 0 | 0
2 | 3 | 1 | 0 |  | a) | At Joints and Services |  | each | 3 | 0 | 0 | 0 | 0 | 0 | 0 | 0
2 | 4 | 0 | 0 | CV. | 4 | Flow Control | E2 | each | 1 | 0 | 0 | 0 | 0 | 0 | 0 | 0
2 | 5 | 0 | 0 | CV. | 5 | Full Segment CIPP | E2 |  |  | 0 | 0 | 0 | 0 | 0 | 0 | 0
2 | 5 | 1 | 0 |  | a) | 300mm |  | m | 119.1 | 0 | 0 | 0 | 0 | 0 | 0 | 0
2 | 6 | 0 | 0 | CV. | 6 | Reinstatement of Sewer Services | E2 | each | 26 | 0 | 0 | 0 | 0 | 0 | 0 | 0
[10 empty] | Subtotal: | 0 | 0 | 0 | 0 | 0 | 0
2 | 0 | 0 | 0 | CW |  | Toronto St (Asset No. MA20017626) - 2nd MH N of Sargent Av (Asset No. MH20015810) to 1st MH N of Sargent Av (Asset No. MH20015816) |  |  |  |  | 0
2 | 1 | 0 | 0 | CW. | 1 | Sewer Cleaning | E2 & CW 2140 |  |  | 0 | 0 | 0 | 0 | 0 | 0 | 0
2 | 1 | 1 | 0 |  | a) | 450mm |  |  |  | 0 | 0 | 0 | 0 | 0 | 0 | 0
2 | 1 | 1 | 1 |  | i) | Pre-lining Cleaning |  | m | 80.4 | 0 | 0 | 0 | 0 | 0 | 0 | 10
2 | 1 | 1 | 2 |  | ii) | Warranty Cleaning |  | m | 80.4 | 0 | 0 | 0 | 0 | 0 | 0 | 10
2 | 2 | 0 | 0 | CW. | 2 | Sewer Inspection | E2 & CW 2145 |  |  | 0 | 0 | 0 | 0 | 0 | 0 | 0
2 | 2 | 1 | 0 |  | a) | 450mm |  |  |  | 0 | 0 | 0 | 0 | 0 | 0 | 0
2 | 2 | 1 | 1 |  | i) | Pre-lining Inspection |  | m | 80.4 | 0 | 0 | 0 | 0 | 0 | 0 | 8
2 | 2 | 1 | 2 |  | ii) | Post Lining Inspection |  | m | 80.4 | 0 | 0 | 0 | 0 | 0 | 0 | 8
2 | 2 | 1 | 3 |  | iii) | Warranty Inspection |  | m | 80.4 | 0 | 0 | 0 | 0 | 0 | 0 | 8
2 | 3 | 0 | 0 | CW. | 3 | Solid Debris Cutting | CW 2140 |  |  | 0 | 0 | 0 | 0 | 0 | 0 | 0
2 | 3 | 1 | 0 |  | a) | First 3 metres |  | each | 1 | 0 | 0 | 0 | 0 | 0 | 0 | 0
2 | 4 | 0 | 0 | CW. | 4 | Additional Solid Debris Cutting | E2 | m | 2.5 | 0 | 0 | 0 | 0 | 0 | 0 | 250
2 | 5 | 0 | 0 | CW. | 5 | Flow Control | E2 | each | 1 | 0 | 0 | 0 | 0 | 0 | 0 | 0
2 | 6 | 0 | 0 | CW. | 6 | Full Segment CIPP | E2 |  |  | 0 | 0 | 0 | 0 | 0 | 0 | 0
2 | 6 | 1 | 0 |  | a) | 450mm |  | m | 80.4 | 0 | 0 | 0 | 0 | 0 | 0 | 0
2 | 7 | 0 | 0 | CW. | 7 | Reinstatement of Sewer Services | E2 | each | 14 | 0 | 0 | 0 | 0 | 0 | 0 | 0
[10 empty] | Subtotal: | 0 | 0 | 0 | 0 | 0 | 0
2 | 0 | 0 | 0 | CX |  | Wardlaw Av (Asset No. MA60018415) - MH at Daly St (Asset No. MH60013632) to 1st MH E of Daly St (Asset No. MH60013633) |  |  |  |  | 0
2 | 1 | 0 | 0 | CX. | 1 | Sewer Cleaning | E2 & CW 2140 |  |  | 0 | 0 | 0 | 0 | 0 | 0 | 0
2 | 1 | 1 | 0 |  | a) | 300mm |  |  |  | 0 | 0 | 0 | 0 | 0 | 0 | 0
2 | 1 | 1 | 1 |  | i) | Pre-lining Cleaning |  | m | 77.7 | 0 | 0 | 0 | 0 | 0 | 0 | 10
2 | 1 | 1 | 2 |  | ii) | Warranty Cleaning |  | m | 77.7 | 0 | 0 | 0 | 0 | 0 | 0 | 10
2 | 2 | 0 | 0 | CX. | 2 | Sewer Inspection | E2 & CW 2145 |  |  | 0 | 0 | 0 | 0 | 0 | 0 | 0
2 | 2 | 1 | 0 |  | a) | 300mm |  |  |  | 0 | 0 | 0 | 0 | 0 | 0 | 0
2 | 2 | 1 | 1 |  | i) | Pre-lining Inspection |  | m | 77.7 | 0 | 0 | 0 | 0 | 0 | 0 | 8
2 | 2 | 1 | 2 |  | ii) | Post Lining Inspection |  | m | 77.7 | 0 | 0 | 0 | 0 | 0 | 0 | 8
2 | 2 | 1 | 3 |  | iii) | Warranty Inspection |  | m | 77.7 | 0 | 0 | 0 | 0 | 0 | 0 | 8
2 | 3 | 0 | 0 | CX. | 3 | Flow Control | E2 | each | 1 | 0 | 0 | 0 | 0 | 0 | 0 | 0
2 | 4 | 0 | 0 | CX. | 4 | Full Segment CIPP | E2 |  |  | 0 | 0 | 0 | 0 | 0 | 0 | 0
2 | 4 | 1 | 0 |  | a) | 300mm |  | m | 77.7 | 0 | 0 | 0 | 0 | 0 | 0 | 0
2 | 5 | 0 | 0 | CX. | 5 | Reinstatement of Sewer Services | E2 | each | 9 | 0 | 0 | 0 | 0 | 0 | 0 | 0
[10 empty] | Subtotal: | 0 | 0 | 0 | 0 | 0 | 0
2 | 0 | 0 | 0 | CY |  | Wardlaw Av (Asset No. MA60020147) - 2nd MH E of Osborne St (Asset No. MH60017458) to 5th MH E of Osborne St (Asset No. MH60017459) |  |  |  |  | 0
2 | 1 | 0 | 0 | CY. | 1 | Sewer Cleaning | E2 & CW 2140 |  |  | 0 | 0 | 0 | 0 | 0 | 0 | 0
2 | 1 | 1 | 0 |  | a) | 300mm |  |  |  |  | 0 | 0 | 0 | 0 | 0 | 0
2 | 1 | 1 | 1 |  | i) | Pre-lining Cleaning |  | m | 48.9 | 0 | 0 | 0 | 0 | 0 | 0 | 10
2 | 1 | 1 | 2 |  | ii) | Warranty Cleaning |  | m | 48.9 | 0 | 0 | 0 | 0 | 0 | 0 | 10
2 | 2 | 0 | 0 | CY. | 2 | Sewer Inspection | E2 & CW 2145 |  |  | 0 | 0 | 0 | 0 | 0 | 0 | 0
2 | 2 | 1 | 0 |  | a) | 300mm |  |  |  | 0 | 0 | 0 | 0 | 0 | 0 | 0
2 | 2 | 1 | 1 |  | i) | Pre-lining Inspection |  | m | 48.9 | 0 | 0 | 0 | 0 | 0 | 0 | 8
2 | 2 | 1 | 2 |  | ii) | Post Lining Inspection |  | m | 48.9 | 0 | 0 | 0 | 0 | 0 | 0 | 8
2 | 2 | 1 | 3 |  | iii) | Warranty Inspection |  | m | 48.9 | 0 | 0 | 0 | 0 | 0 | 0 | 8
2 | 3 | 0 | 0 | CY. | 3 | Solid Debris Cutting | CW 2140 |  |  | 0 | 0 | 0 | 0 | 0 | 0 | 0
2 | 3 | 1 | 0 |  | a) | At Joints and Services |  | each | 3 | 0 | 0 | 0 | 0 | 0 | 0 | 0
2 | 4 | 0 | 0 | CY. | 4 | Remove Intruding Sewer Services | E2 | each | 1 | 0 | 0 | 0 | 0 | 0 | 0 | 250
2 | 5 | 0 | 0 | CY. | 5 | Flow Control | E2 | each | 1 | 0 | 0 | 0 | 0 | 0 | 0 | 0
2 | 6 | 0 | 0 | CY. | 6 | Full Segment CIPP | E2 |  |  | 0 | 0 | 0 | 0 | 0 | 0 | 0
2 | 6 | 1 | 0 |  | a) | 300mm |  | m | 48.9 | 0 | 0 | 0 | 0 | 0 | 0 | 0
2 | 7 | 0 | 0 | CY. | 7 | Reinstatement of Sewer Services | E2 | each | 10 | 0 | 0 | 0 | 0 | 0 | 0 | 0
[10 empty] | Subtotal: | 0 | 0 | 0 | 0 | 0 | 0
2 | 0 | 0 | 0 | CZ |  | Westminster Av (Asset No. MA20015076) - MH at Ethelberth St (EPL) (Asset No. MH20013588) to MH at Canora St (Asset No. MH20013811) |  |  |  |  | 0
2 | 1 | 0 | 0 | CZ. | 1 | Sewer Cleaning | E2 & CW 2140 |  |  | 0 | 0 | 0 | 0 | 0 | 0 | 0
2 | 1 | 1 | 0 |  | a) | 750mm |  |  |  |  | 0 | 0 | 0 | 0 | 0 | 0
2 | 1 | 1 | 1 |  | i) | Pre-lining Cleaning |  | m | 82 | 0 | 0 | 0 | 0 | 0 | 0 | 10
2 | 1 | 1 | 2 |  | ii) | Warranty Cleaning |  | m | 82 | 0 | 0 | 0 | 0 | 0 | 0 | 10
2 | 2 | 0 | 0 | CZ. | 2 | Sewer Inspection | E2 & CW 2145 |  |  | 0 | 0 | 0 | 0 | 0 | 0 | 0
2 | 2 | 1 | 0 |  | a) | 750mm |  |  |  | 0 | 0 | 0 | 0 | 0 | 0 | 0
2 | 2 | 1 | 1 |  | i) | Pre-lining Inspection |  | m | 82 | 0 | 0 | 0 | 0 | 0 | 0 | 8
2 | 2 | 1 | 2 |  | ii) | Post Lining Inspection |  | m | 82 | 0 | 0 | 0 | 0 | 0 | 0 | 8
2 | 2 | 1 | 3 |  | iii) | Warranty Inspection |  | m | 82 | 0 | 0 | 0 | 0 | 0 | 0 | 8
2 | 3 | 0 | 0 | CZ. | 3 | Remove Intruding Sewer Services | E2 | each | 1 | 0 | 0 | 0 | 0 | 0 | 0 | 250
2 | 4 | 0 | 0 | CZ. | 4 | Flow Control | E2 | each | 1 | 0 | 0 | 0 | 0 | 0 | 0 | 0
2 | 5 | 0 | 0 | CZ. | 5 | Full Segment CIPP | E2 |  |  | 0 | 0 | 0 | 0 | 0 | 0 | 0
2 | 5 | 1 | 0 |  | a) | 750mm |  | m | 82 | 0 | 0 | 0 | 0 | 0 | 0 | 0
2 | 6 | 0 | 0 | CZ. | 6 | Reinstatement of Sewer Services | E2 | each | 15 | 0 | 0 | 0 | 0 | 0 | 0 | 0
[10 empty] | Subtotal: | 0 | 0 | 0 | 0 | 0 | 0
2 | 0 | 0 | 0 | DA |  | William Av W (Asset No. MA20012250) - 1st MH W of Keewatin St (Asset No. MH20011172) to 2nd MH W of Keewatin St (Asset No. MH20011168) |  |  |  |  | 0
2 | 1 | 0 | 0 | DA. | 1 | Sewer Cleaning | E2 & CW 2140 |  |  | 0 | 0 | 0 | 0 | 0 | 0 | 0
2 | 1 | 1 | 0 |  | a) | 250mm |  |  |  |  | 0 | 0 | 0 | 0 | 0 | 0
2 | 1 | 1 | 1 |  | i) | Pre-lining Cleaning |  | m | 117.7 | 0 | 0 | 0 | 0 | 0 | 0 | 10
2 | 1 | 1 | 2 |  | ii) | Warranty Cleaning |  | m | 117.7 | 0 | 0 | 0 | 0 | 0 | 0 | 10
2 | 2 | 0 | 0 | DA. | 2 | Sewer Inspection | E2 & CW 2145 |  |  | 0 | 0 | 0 | 0 | 0 | 0 | 0
2 | 2 | 1 | 0 |  | a) | 250mm |  |  |  | 0 | 0 | 0 | 0 | 0 | 0 | 0
2 | 2 | 1 | 1 |  | i) | Pre-lining Inspection |  | m | 117.7 | 0 | 0 | 0 | 0 | 0 | 0 | 8
2 | 2 | 1 | 2 |  | ii) | Post Lining Inspection |  | m | 117.7 | 0 | 0 | 0 | 0 | 0 | 0 | 8
2 | 2 | 1 | 3 |  | iii) | Warranty Inspection |  | m | 117.7 | 0 | 0 | 0 | 0 | 0 | 0 | 8
2 | 3 | 0 | 0 | DA. | 3 | Solid Debris Cutting | CW 2140 |  |  | 0 | 0 | 0 | 0 | 0 | 0 | 0
2 | 3 | 1 | 0 |  | a) | At Joints and Services |  | each | 3 | 0 | 0 | 0 | 0 | 0 | 0 | 0
2 | 4 | 0 | 0 | DA. | 4 | Remove Intruding Sewer Services | E2 | each | 1 | 0 | 0 | 0 | 0 | 0 | 0 | 250
2 | 5 | 0 | 0 | DA. | 5 | Flow Control | E2 | each | 1 | 0 | 0 | 0 | 0 | 0 | 0 | 0
2 | 6 | 0 | 0 | DA. | 6 | Full Segment CIPP | E2 |  |  | 0 | 0 | 0 | 0 | 0 | 0 | 0
2 | 6 | 1 | 0 |  | a) | 250mm |  | m | 117.7 | 0 | 0 | 0 | 0 | 0 | 0 | 0
2 | 7 | 0 | 0 | DA. | 7 | Reinstatement of Sewer Services | E2 | each | 16 | 0 | 0 | 0 | 0 | 0 | 0 | 0
[10 empty] | Subtotal: | 0 | 0 | 0 | 0 | 0 | 0
2 | 0 | 0 | 0 | DB |  | Wolseley Av (Asset No. MA20011554) - 1st MH E of Greenwood Pl (Asset No. MH20010531) to MH at Greenwood Pl (Asset No. MH20010528) |  |  |  |  | 0
2 | 1 | 0 | 0 | DB. | 1 | Sewer Cleaning | E2 & CW 2140 |  |  | 0 | 0 | 0 | 0 | 0 | 0 | 0
2 | 1 | 1 | 0 |  | a) | 300mm |  |  |  | 0 | 0 | 0 | 0 | 0 | 0 | 0
2 | 1 | 1 | 1 |  | i) | Pre-lining Cleaning |  | m | 47.1 | 0 | 0 | 0 | 0 | 0 | 0 | 10
2 | 1 | 1 | 2 |  | ii) | Warranty Cleaning |  | m | 47.1 | 0 | 0 | 0 | 0 | 0 | 0 | 10
2 | 2 | 0 | 0 | DB. | 2 | Sewer Inspection | E2 & CW 2145 |  |  | 0 | 0 | 0 | 0 | 0 | 0 | 0
2 | 2 | 1 | 0 |  | a) | 300mm |  |  |  | 0 | 0 | 0 | 0 | 0 | 0 | 0
2 | 2 | 1 | 1 |  | i) | Pre-lining Inspection |  | m | 47.1 | 0 | 0 | 0 | 0 | 0 | 0 | 8
2 | 2 | 1 | 2 |  | ii) | Post Lining Inspection |  | m | 47.1 | 0 | 0 | 0 | 0 | 0 | 0 | 8
2 | 2 | 1 | 3 |  | iii) | Warranty Inspection |  | m | 47.1 | 0 | 0 | 0 | 0 | 0 | 0 | 8
2 | 3 | 0 | 0 | DB. | 3 | Flow Control | E2 | each | 1 | 0 | 0 | 0 | 0 | 0 | 0 | 0
2 | 4 | 0 | 0 | DB. | 4 | Full Segment CIPP | E2 |  |  | 0 | 0 | 0 | 0 | 0 | 0 | 0
2 | 4 | 1 | 0 |  | a) | 300mm |  | m | 47.1 | 0 | 0 | 0 | 0 | 0 | 0 | 0
2 | 5 | 0 | 0 | DB. | 5 | Reinstatement of Sewer Services | E2 | each | 5 | 0 | 0 | 0 | 0 | 0 | 0 | 0
[10 empty] | Subtotal: | 0 | 0 | 0 | 0 | 0 | 0
2 | 0 | 0 | 0 | DC |  | Wolseley Av (Asset No. MA20013872) - MH at Evanson St (Asset No. MH20012582) to MH at Arlington St (Asset No. MH20012599) |  |  |  |  | 0
2 | 1 | 0 | 0 | DC. | 1 | Sewer Cleaning | E2 & CW 2140 |  |  | 0 | 0 | 0 | 0 | 0 | 0 | 0
2 | 1 | 1 | 0 |  | a) | 300mm |  |  |  | 0 | 0 | 0 | 0 | 0 | 0 | 0
2 | 1 | 1 | 1 |  | i) | Pre-lining Cleaning |  | m | 70.3 | 0 | 0 | 0 | 0 | 0 | 0 | 10
2 | 1 | 1 | 2 |  | ii) | Warranty Cleaning |  | m | 70.3 | 0 | 0 | 0 | 0 | 0 | 0 | 10
2 | 2 | 0 | 0 | DC. | 2 | Sewer Inspection | E2 & CW 2145 |  |  | 0 | 0 | 0 | 0 | 0 | 0 | 0
2 | 2 | 1 | 0 |  | a) | 300mm |  |  |  | 0 | 0 | 0 | 0 | 0 | 0 | 0
2 | 2 | 1 | 1 |  | i) | Pre-lining Inspection |  | m | 70.3 | 0 | 0 | 0 | 0 | 0 | 0 | 8
2 | 2 | 1 | 2 |  | ii) | Post Lining Inspection |  | m | 70.3 | 0 | 0 | 0 | 0 | 0 | 0 | 8
2 | 2 | 1 | 3 |  | iii) | Warranty Inspection |  | m | 70.3 | 0 | 0 | 0 | 0 | 0 | 0 | 8
2 | 3 | 0 | 0 | DC. | 3 | Solid Debris Cutting | CW 2140 |  |  | 0 | 0 | 0 | 0 | 0 | 0 | 0
2 | 3 | 1 | 0 |  | a) | At Joints and Services |  | each | 1 | 0 | 0 | 0 | 0 | 0 | 0 | 0
2 | 4 | 0 | 0 | DC. | 4 | Remove Intruding Sewer Services | E2 | each | 1 | 0 | 0 | 0 | 0 | 0 | 0 | 250
2 | 5 | 0 | 0 | DC. | 5 | Flow Control | E2 | each | 1 | 0 | 0 | 0 | 0 | 0 | 0 | 0
2 | 6 | 0 | 0 | DC. | 6 | Full Segment CIPP | E2 |  |  | 0 | 0 | 0 | 0 | 0 | 0 | 0
2 | 6 | 1 | 0 |  | a) | 300mm |  | m | 70.3 | 0 | 0 | 0 | 0 | 0 | 0 | 0
2 | 7 | 0 | 0 | DC. | 7 | Reinstatement of Sewer Services | E2 | each | 4 | 0 | 0 | 0 | 0 | 0 | 0 | 0
[10 empty] | Subtotal: | 0 | 0 | 0 | 0 | 0 | 0
2 | 0 | 0 | 0 | DD |  | Wolseley Av (Asset No. MA20013953) - 1st MH E of Canora St (Asset No. MH20012640) to MH at Canora St (Asset No. MH70006098) |  |  |  |  | 0
2 | 1 | 0 | 0 | DD. | 1 | Sewer Cleaning | E2 & CW 2140 |  |  | 0 | 0 | 0 | 0 | 0 | 0 | 0
2 | 1 | 1 | 0 |  | a) | 300mm |  |  |  | 0 | 0 | 0 | 0 | 0 | 0 | 0
2 | 1 | 1 | 1 |  | i) | Pre-lining Cleaning |  | m | 29.6 | 0 | 0 | 0 | 0 | 0 | 0 | 10
2 | 1 | 1 | 2 |  | ii) | Warranty Cleaning |  | m | 29.6 | 0 | 0 | 0 | 0 | 0 | 0 | 10
2 | 2 | 0 | 0 | DD. | 2 | Sewer Inspection | E2 & CW 2145 |  |  | 0 | 0 | 0 | 0 | 0 | 0 | 0
2 | 2 | 1 | 0 |  | a) | 300mm |  |  |  | 0 | 0 | 0 | 0 | 0 | 0 | 0
2 | 2 | 1 | 1 |  | i) | Pre-lining Inspection |  | m | 29.6 | 0 | 0 | 0 | 0 | 0 | 0 | 8
2 | 2 | 1 | 2 |  | ii) | Post Lining Inspection |  | m | 29.6 | 0 | 0 | 0 | 0 | 0 | 0 | 8
2 | 2 | 1 | 3 |  | iii) | Warranty Inspection |  | m | 29.6 | 0 | 0 | 0 | 0 | 0 | 0 | 8
2 | 3 | 0 | 0 | DD. | 3 | Flow Control | E2 | each | 1 | 0 | 0 | 0 | 0 | 0 | 0 | 0
2 | 4 | 0 | 0 | DD. | 4 | Full Segment CIPP | E2 |  |  | 0 | 0 | 0 | 0 | 0 | 0 | 0
2 | 4 | 1 | 0 |  | a) | 300mm |  | m | 29.6 | 0 | 0 | 0 | 0 | 0 | 0 | 0
2 | 5 | 0 | 0 | DD. | 5 | Reinstatement of Sewer Services | E2 | each | 1 | 0 | 0 | 0 | 0 | 0 | 0 | 0
[10 empty] | Subtotal: | 0 | 0 | 0 | 0 | 0 | 0
2 | 0 | 0 | 0 | DE |  | Wolseley Av (Asset No. MA20020028) - 1st MH E of Canora St (Asset No. MH20012640) to MH at Chestnut St (Asset No. MH20012646) |  |  |  |  | 0
2 | 1 | 0 | 0 | DE. | 1 | Sewer Cleaning | E2 & CW 2140 |  |  | 0 | 0 | 0 | 0 | 0 | 0 | 0
2 | 1 | 1 | 0 |  | a) | 300mm |  |  |  | 0 | 0 | 0 | 0 | 0 | 0 | 0
2 | 1 | 1 | 1 |  | i) | Pre-lining Cleaning |  | m | 59.6 | 0 | 0 | 0 | 0 | 0 | 0 | 10
2 | 1 | 1 | 2 |  | ii) | Warranty Cleaning |  | m | 59.6 | 0 | 0 | 0 | 0 | 0 | 0 | 10
2 | 2 | 0 | 0 | DE. | 2 | Sewer Inspection | E2 & CW 2145 |  |  | 0 | 0 | 0 | 0 | 0 | 0 | 0
2 | 2 | 1 | 0 |  | a) | 300mm |  |  |  | 0 | 0 | 0 | 0 | 0 | 0 | 0
2 | 2 | 1 | 1 |  | i) | Pre-lining Inspection |  | m | 59.6 | 0 | 0 | 0 | 0 | 0 | 0 | 8
2 | 2 | 1 | 2 |  | ii) | Post Lining Inspection |  | m | 59.6 | 0 | 0 | 0 | 0 | 0 | 0 | 8
2 | 2 | 1 | 3 |  | iii) | Warranty Inspection |  | m | 59.6 | 0 | 0 | 0 | 0 | 0 | 0 | 8
2 | 3 | 0 | 0 | DE. | 3 | Remove Intruding Sewer Services | E2 | each | 2 | 0 | 0 | 0 | 0 | 0 | 0 | 250
2 | 4 | 0 | 0 | DE. | 4 | Flow Control | E2 | each | 1 | 0 | 0 | 0 | 0 | 0 | 0 | 0
2 | 5 | 0 | 0 | DE. | 5 | Full Segment CIPP | E2 |  |  | 0 | 0 | 0 | 0 | 0 | 0 | 0
2 | 5 | 1 | 0 |  | a) | 300mm |  | m | 59.6 | 0 | 0 | 0 | 0 | 0 | 0 | 0
2 | 6 | 0 | 0 | DE. | 6 | Reinstatement of Sewer Services | E2 | each | 9 | 0 | 0 | 0 | 0 | 0 | 0 | 0
[10 empty] | Subtotal: | 0 | 0 | 0 | 0 | 0 | 0
2 | 0 | 0 | 0 | DF |  | Young St (Asset No. MA20014732) - 2nd MH S of Portage Av (Asset No. MH20013312) to 1st MH S of Portage Av (Asset No. MH20013296) |  |  |  |  | 0
2 | 1 | 0 | 0 | DF. | 1 | Sewer Cleaning | E2 & CW 2140 |  |  | 0 | 0 | 0 | 0 | 0 | 0 | 0
2 | 1 | 1 | 0 |  | a) | 300mm |  |  |  | 0 | 0 | 0 | 0 | 0 | 0 | 0
2 | 1 | 1 | 1 |  | i) | Pre-lining Cleaning |  | m | 92 | 0 | 0 | 0 | 0 | 0 | 0 | 10
2 | 1 | 1 | 2 |  | ii) | Warranty Cleaning |  | m | 92 | 0 | 0 | 0 | 0 | 0 | 0 | 10
2 | 2 | 0 | 0 | DF. | 2 | Sewer Inspection | E2 & CW 2145 |  |  | 0 | 0 | 0 | 0 | 0 | 0 | 0
2 | 2 | 1 | 0 |  | a) | 300mm |  |  |  | 0 | 0 | 0 | 0 | 0 | 0 | 0
2 | 2 | 1 | 1 |  | i) | Pre-lining Inspection |  | m | 92 | 0 | 0 | 0 | 0 | 0 | 0 | 8
2 | 2 | 1 | 2 |  | ii) | Post Lining Inspection |  | m | 92 | 0 | 0 | 0 | 0 | 0 | 0 | 8
2 | 2 | 1 | 3 |  | iii) | Warranty Inspection |  | m | 92 | 0 | 0 | 0 | 0 | 0 | 0 | 8
2 | 3 | 0 | 0 | DF. | 3 | Solid Debris Cutting | CW 2140 |  |  | 0 | 0 | 0 | 0 | 0 | 0 | 0
2 | 3 | 1 | 0 |  | a) | First 3 metres |  | each | 1 | 0 | 0 | 0 | 0 | 0 | 0 | 0
2 | 3 | 2 | 0 |  | b) | At Joints and Services |  | each | 2 | 0 | 0 | 0 | 0 | 0 | 0 | 0
2 | 4 | 0 | 0 | DF. | 4 | Additional Solid Debris Cutting | E2 | m | 2.1 | 0 | 0 | 0 | 0 | 0 | 0 | 250
2 | 5 | 0 | 0 | DF. | 5 | Flow Control | E2 | each | 1 | 0 | 0 | 0 | 0 | 0 | 0 | 0
2 | 6 | 0 | 0 | DF. | 6 | Full Segment CIPP | E2 |  |  | 0 | 0 | 0 | 0 | 0 | 0 | 0
2 | 6 | 1 | 0 |  | a) | 300mm |  | m | 92 | 0 | 0 | 0 | 0 | 0 | 0 | 0
2 | 7 | 0 | 0 | DF. | 7 | Reinstatement of Sewer Services | E2 | each | 19 | 0 | 0 | 0 | 0 | 0 | 0 | 0
[10 empty] | Subtotal: | 0 | 0 | 0 | 0 | 0 | 0
2 | 0 | 0 | 0 | DG |  | Provisional Items |  |  |  |  | 0
2 | 1 | 0 | 0 | DG. | 1 | Manhole and Catchbasin Repair | E3 & CW 2130 |  |  | 0 | 0
2 | 1 | 1 | 0 |  | a) | Grout Manhole (risers) |  | vert. m | 5 | 0 | 0
2 | 1 | 2 | 0 |  | b) | Grout Manhole (benching) |  | each | 5 | 0 | 0
2 | 2 | 0 | 0 | DG. | 2 | Internal Sewer Repairs | E3 & CW 2145 |  |  | 0 | 0 | 0 | 0 | 0 | 0 | 0
2 | 2 | 1 | 0 |  | a) | Concrete Patching |  |  |  | 0 | 0 | 0 | 0 | 0 | 0 | 0
2 | 2 | 1 | 1 |  | i) | Up to 1.0 metre long |  | each | 5 | 0 | 0 | 0 | 0 | 0 | 0 | 8
2 | 2 | 1 | 2 |  | ii) | In excess of 1.0 metre |  | m | 10 | 0 | 0 | 0 | 0 | 0 | 0 | 8
2 | 2 | 2 | 0 |  | b) | Filling small voids internally |  | each | 15 | 0 | 0 | 0 | 0 | 0 | 0 | 0
2 | 2 | 3 | 0 |  | c) | Sewer Service Grouting |  |  |  | 0 | 0
2 | 2 | 3 | 1 |  | i) | non man entry < 750mm host pipe |  | each | 5 | 0 | 0
2 | 2 | 3 | 2 |  | ii) | man entry > 750mm host pipe |  | each | 5 | 0 | 0
4 | 3 | 0 | 0 | DG. | 3 | Catchbasin Lead Cleaning | E4 & CW 2140 |  |  | 0 | 0 |  |  | 0 |  | 0
4 | 3 | 1 | 0 |  | a) | 200mm catchbasin lead |  | m | 680 | 0 | 0 |  |  | 21 |  | 17
4 | 4 | 0 | 0 | DG. | 4 | Catchbasin Lead Inspection | E4 & CW 2145 |  |  | 0 | 0 |  |  | 0 |  | 0
4 | 4 | 1 | 0 |  | a) | 200mm catchbasin lead |  | m | 680 | 0 | 0 |  |  | 32 |  | 26
[10 empty] | Subtotal: | 0 | 0 | 0 | 0 | 0 | 0
[9 empty] | GRAND TOTAL | 0
0 | 0 | 0 | 0
|  |  |  | TOTAL BID PRICE (GST and MRST extra) (in figures) $ |  |  |  |  | ______________________________
(in words)________________________________________________________________________________
________________________________________________________________________________________
______________________________
Name of Bidder

## Items
0 | 0 | 0 | 0 | *********************all prices adjusted to project 2007 prices (10% over average 2006) ********************
0 | 0 | 0 | 0 |  |  | SPACER LINE
1 | 0 | 0 | 0 | A |  | Surface Restorations |  |  |  |  | 0
1 | 1 | 0 | 0 | A. | 1 | Partial Slab Patches | E6 |  |  |  | 0
1 | 1 | 1 | 0 |  | a) | 150mm reinforced concrete pavement |  | m2 | 0 | 134.2 | 0
1 | 1 | 2 | 0 |  | b) | 200mm reinforced concrete pavement |  | m2 | 0 | 143 | 0
1 | 1 | 2 | 1 |  | i) | 200mm reinforced concrete pavement for early opening (24 hours) |  | m2 | 0 | 148.5 | 0
1 | 2 | 0 | 0 | A. | 2 | Miscellaneous Concrete Slab Renewal | CW 3235 |  | 0 | 0 | 0
1 | 2 | 1 | 0 |  | a) | Sidewalk (SD-228A) |  |  | 0 | 0 | 0
1 | 2 | 1 | 1 |  | i) | Less than 5 m2 |  | m2 | 0 | 66 | 0
1 | 3 | 0 | 0 | A. | 3 | Concrete Curb Renewal | CW 3240 |  | 0 | 0 | 0
1 | 3 | 1 | 0 |  | a) | Barrier curb (SD-204) |  |  | 0 | 0 | 0
1 | 3 | 1 | 1 |  | i) | Less than 3 m |  | m | 0 | 66 | 0
1 | 3 | 2 | 0 |  | b) | Lip curb & gutter |  | m | 0 | 0 | 0
1 | 3 | 2 | 1 |  | i) | Less than 3 m |  | m | 0 | 66 | 0
1 | 3 | 3 | 0 |  | c) | Ramp curb |  | m | 0 | 0 | 0
1 | 3 | 3 | 1 |  | i) | Less than 3 m |  | m | 0 | 66 | 0
1 | 4 | 0 | 0 | A. | 4 | Construction of Asphaltic Concrete Patches Type 1A | CW 3410 | m2 | 0 | 49.5 | 0
1 | 5 | 0 | 0 | A. | 5 | Construction of Asphaltic Concrete Overlays Type 1A | CW 3410 | tonne | 0 | 168.3 | 0
1 | 5 | 0 | 0 | [6 empty] | 0 | 0
2 | 0 | 0 | 0 | B |  | Watermains |  |  |  | 0 | 0
2 | 1 | 0 | 0 | B. | 1 | Watermain | CW 2110 |  |  | 0 | 0
2 | 2 | 0 | 0 | B. | 2 | Watermain Renewal | CW 2110 |  |  | 0 | 0
2 | 2 | 1 | 0 |  | a) | 150mm |  |  |  | 0 | 0
2 | 2 | 1 | 1 |  | i) | trenchless installation, Class B sand bedding, Class 1 backfill |  | m |  | 0 | 0
2 | 2 | 1 | 2 |  | ii) | trenchless installation, Class B sand bedding, Class 2 backfill |  | m |  | 0 | 0
2 | 2 | 1 | 3 |  | iii) | trenchless installation, Class B sand bedding, Class 3 backfill |  | m |  | 291.5 | 0
2 | 2 | 1 | 4 |  | iv) | trenchless installation, Class B sand bedding, Class 4 backfill |  | m |  | 0 | 0
2 | 2 | 1 | 5 |  | v) | trenchless installation, Class B sand bedding, Class 5 backfill |  | m |  | 271.7 | 0
2 | 2 | 1 | 6 |  | vi) | in a casing pipe |  | m |  | 0 | 0
2 | 2 | 2 | 0 |  | b) | 200mm |  |  |  | 0 | 0
2 | 2 | 2 | 1 |  | i) | trenchless installation, Class B sand bedding, Class 1 backfill |  | m |  | 0 | 0
2 | 2 | 2 | 2 |  | ii) | trenchless installation, Class B sand bedding, Class 2 backfill |  | m |  | 0 | 0
2 | 2 | 2 | 3 |  | iii) | trenchless installation, Class B sand bedding, Class 3 backfill |  | m |  | 327.8 | 0
2 | 2 | 2 | 4 |  | iv) | trenchless installation, Class B sand bedding, Class 4 backfill |  | m |  | 0 | 0
2 | 2 | 2 | 5 |  | v) | trenchless installation, Class B sand bedding, Class 5 backfill |  | m |  | 309.1 | 0
2 | 2 | 2 | 6 |  | vi) | in a casing pipe |  | m |  | 0 | 0
2 | 2 | 3 | 0 |  | c) | 250mm |  |  |  | 0 | 0
2 | 2 | 3 | 1 |  | i) | trenchless installation, Class B sand bedding, Class 1 backfill |  | m |  | 0 | 0
2 | 2 | 3 | 2 |  | ii) | trenchless installation, Class B sand bedding, Class 2 backfill |  | m |  | 0 | 0
2 | 2 | 3 | 3 |  | iii) | trenchless installation, Class B sand bedding, Class 3 backfill |  | m |  | 363 | 0
2 | 2 | 3 | 4 |  | iv) | trenchless installation, Class B sand bedding, Class 4 backfill |  | m |  | 0 | 0
2 | 2 | 3 | 5 |  | v) | trenchless installation, Class B sand bedding, Class 5 backfill |  | m |  | 346.5 | 0
2 | 2 | 3 | 6 |  | vi) | in a casing pipe |  | m |  | 0 | 0
2 | 2 | 4 | 0 |  | d) | 300mm |  |  |  | 0 | 0
2 | 2 | 4 | 1 |  | i) | trenchless installation, Class B sand bedding, Class 1 backfill |  | m |  | 0 | 0
2 | 2 | 4 | 2 |  | ii) | trenchless installation, Class B sand bedding, Class 2 backfill |  | m |  | 0 | 0
2 | 2 | 4 | 3 |  | iii) | trenchless installation, Class B sand bedding, Class 3 backfill |  | m |  | 440 | 0
2 | 2 | 4 | 4 |  | iv) | trenchless installation, Class B sand bedding, Class 4 backfill |  | m |  | 0 | 0
2 | 2 | 4 | 5 |  | v) | trenchless installation, Class B sand bedding, Class 5 backfill |  | m |  | 434.5 | 0
2 | 2 | 4 | 6 |  | vi) | in a casing pipe |  | m |  | 0 | 0
2 | 2 | 5 | 0 |  | e) | 350mm |  |  |  | 0 | 0
2 | 2 | 5 | 1 |  | i) | trenchless installation, Class B sand bedding, Class 1 backfill |  | m |  | 0 | 0
2 | 2 | 5 | 2 |  | ii) | trenchless installation, Class B sand bedding, Class 2 backfill |  | m |  | 0 | 0
2 | 2 | 5 | 3 |  | iii) | trenchless installation, Class B sand bedding, Class 3 backfill |  | m |  | 0 | 0
2 | 2 | 5 | 4 |  | iv) | trenchless installation, Class B sand bedding, Class 4 backfill |  | m |  | 0 | 0
2 | 2 | 5 | 5 |  | v) | trenchless installation, Class B sand bedding, Class 5 backfill |  | m |  | 0 | 0
2 | 2 | 5 | 6 |  | vi) | in a casing pipe |  | m |  | 0 | 0
2 | 2 | 6 | 0 |  | f) | 400mm |  |  |  | 0 | 0
2 | 2 | 6 | 1 |  | i) | trenchless installation, Class B sand bedding, Class 1 backfill |  | m |  | 0 | 0
2 | 2 | 6 | 2 |  | ii) | trenchless installation, Class B sand bedding, Class 2 backfill |  | m |  | 0 | 0
2 | 2 | 6 | 3 |  | iii) | trenchless installation, Class B sand bedding, Class 3 backfill |  | m |  | 689.7 | 0
2 | 2 | 6 | 4 |  | iv) | trenchless installation, Class B sand bedding, Class 4 backfill |  | m |  | 0 | 0
2 | 2 | 6 | 5 |  | v) | trenchless installation, Class B sand bedding, Class 5 backfill |  | m |  | 673.2 | 0
2 | 2 | 6 | 6 |  | vi) | in a casing pipe |  | m |  | 0 | 0
2 | 3 | 0 | 0 | B. | 3 | Extraction of Existing Watermains to be Abandoned | CW 2110 |  |  | 0 | 0
2 | 3 | 1 | 0 |  | a) | 100mm |  | m |  | 0 | 0
2 | 3 | 2 | 0 |  | b) | 150mm |  | m |  | 0 | 0
2 | 3 | 3 | 0 |  | c) | 200mm |  | m |  | 0 | 0
2 | 3 | 4 | 0 |  | d) | 250mm |  | m |  | 0 | 0
2 | 3 | 5 | 0 |  | e) | 300mm |  | m |  | 0 | 0
2 | 3 | 6 | 0 |  | f) | 350mm |  | m |  | 0 | 0
2 | 3 | 7 | 0 |  | g) | 400mm |  | m |  | 0 | 0
2 | 4 | 0 | 0 | B. | 4 | Hydrant Assembly | CW 2110 |  |  | 0 | 0
2 | 4 | 1 | 0 |  | a) | SD-006 |  | each | 0 | 5225 | 0
2 | 4 | 2 | 0 |  | b) | SD-007 |  | each |  | 5500 | 0
2 | 5 | 0 | 0 | B. | 5 | New Hydrant Assembly on Existing Watermain | CW 2110 |  |  | 0 | 0
2 | 5 | 1 | 0 |  | a) | SD-006 |  | each |  | 7000 | 0
2 | 5 | 2 | 0 |  | b) | SD-007 |  | each |  | 7200 | 0
2 | 6 | 0 | 0 | B. | 6 | Watermain Valve | CW 2110 |  |  | 0 | 0
2 | 6 | 1 | 0 |  | a) | 100mm |  | each |  | 1430 | 0
2 | 6 | 2 | 0 |  | b) | 150mm |  | each |  | 1595 | 0
2 | 6 | 3 | 0 |  | c) | 200mm |  | each |  | 1925 | 0
2 | 6 | 4 | 0 |  | d) | 250mm |  | each |  | 2695 | 0
2 | 6 | 5 | 0 |  | e) | 300mm |  | each |  | 3300 | 0
2 | 6 | 6 | 0 |  | f) | 350mm with by-pass arrangement (SD-017) |  | each |  | 8580 | 0
2 | 6 | 7 | 0 |  | g) | 400mm with by-pass arrangement (SD-017) |  | each |  | 8580 | 0
2 | 7 | 0 | 0 | B. | 7 | New Watermain Valve on Existing Watermain | CW 2110 |  |  | 0 | 0
2 | 7 | 1 | 0 |  | a) | 100mm |  | each |  | 0 | 0
2 | 7 | 2 | 0 |  | b) | 150mm |  | each |  | 0 | 0
2 | 7 | 3 | 0 |  | c) | 200mm |  | each |  | 0 | 0
2 | 7 | 4 | 0 |  | d) | 250mm |  | each |  | 0 | 0
2 | 7 | 5 | 0 |  | e) | 300mm |  | each |  | 0 | 0
2 | 7 | 6 | 0 |  | f) | 350mm with by-pass arrangement (SD-017) |  | each |  | 0 | 0
2 | 7 | 7 | 0 |  | g) | 400mm with by-pass arrangement (SD-017) |  | each |  | 0 | 0
2 | 8 | 0 | 0 | B. | 8 | Fittings | CW 2110 |  |  | 0 | 0
2 | 8 | 1 | 0 |  | a) | Tees |  |  |  | 0 | 0
2 | 8 | 1 | 1 |  | i) | 150mm X 150mm X 150mm |  | each |  | 594 | 0
2 | 8 | 1 | 2 |  | ii) | 200mm X 200mm X 150mm |  | each |  | 836 | 0
2 | 8 | 1 | 3 |  | iii) | 200mm X 200mm X 200mm |  | each |  | 990 | 0
2 | 8 | 1 | 4 |  | iv) | 250mm x 250mm x150 mm |  | each |  | 1540 | 0
2 | 8 | 1 | 5 |  | v) | 250mm x 250mm x 200 mm |  | each |  | 1540 | 0
2 | 8 | 1 | 6 |  | vi) | 250mm x 250mm x 250 mm |  | each |  | 1540 | 0
2 | 8 | 1 | 7 |  | vii) | 300mm x 300mm x 150 mm |  | each |  | 1685.2 | 0
2 | 8 | 1 | 8 |  | viii) | 300mm x 300mm x 200 mm |  | each |  | 1685.2 | 0
2 | 8 | 1 | 9 |  | ix) | 300mm x 300mm x 250 mm |  | each |  | 1685.2 | 0
2 | 8 | 1 | 10 |  | x) | 300mm x 300mm x 300 mm |  | each |  | 1685.2 | 0
2 | 8 | 1 | 11 |  | xi) | 350mm x 350mm x 150 mm |  | each |  | 2750 | 0
2 | 8 | 1 | 12 |  | xii) | 350mm x 350mm x 200 mm |  | each |  | 2750 | 0
2 | 8 | 1 | 13 |  | xiii) | 350mm x 350mm x 250 mm |  | each |  | 2750 | 0
2 | 8 | 1 | 14 |  | xiv) | 350mm x 350mm x 300 mm |  | each |  | 2750 | 0
2 | 8 | 1 | 15 |  | xv) | 350mm x 350mm x 350 mm |  | each |  | 2750 | 0
2 | 8 | 1 | 16 |  | xvi) | 400mm x 400mm x 150 mm |  | each |  | 3300 | 0
2 | 8 | 1 | 17 |  | xvii) | 400mm x 400mm x 200 mm |  | each |  | 3300 | 0
2 | 8 | 1 | 18 |  | xviii) | 400mm x 400mm x 250 mm |  | each |  | 3300 | 0
2 | 8 | 1 | 19 |  | xix) | 400mm x 400mm x 300 mm |  | each |  | 3300 | 0
2 | 8 | 1 | 20 |  | i) | 400mm x 400mm x 350 mm |  | each |  | 3300 | 0
2 | 8 | 1 | 21 |  | ii) | 400mm x 400mm x 400 mm |  | each |  | 3300 | 0
2 | 8 | 2 | 0 |  | b) | Bends (SD-004) |  |  |  | 0 | 0
2 | 8 | 2 | 1 |  | i) | 150mm - 11 1/4o |  | each |  | 429 | 0
2 | 8 | 2 | 2 |  | ii) | 150mm - 22 1/2o |  | each |  | 429 | 0
2 | 8 | 2 | 3 |  | iii) | 150mm - 45o |  | each |  | 429 | 0
2 | 8 | 2 | 4 |  | iv) | 150mm - 90o |  | each |  | 467.5 | 0
2 | 8 | 2 | 5 |  | v) | 200mm - 11 1/4o |  | each |  | 550 | 0
2 | 8 | 2 | 6 |  | vi) | 200mm - 22 1/2o |  | each |  | 550 | 0
2 | 8 | 2 | 7 |  | vii) | 200mm - 45o |  | each |  | 550 | 0
2 | 8 | 2 | 8 |  | viii) | 200mm - 90o |  | each |  | 605 | 0
2 | 8 | 2 | 9 |  | ix) | 250mm - 11 1/4o |  | each |  | 935 | 0
2 | 8 | 2 | 10 |  | x) | 250mm - 22 1/2o |  | each |  | 935 | 0
2 | 8 | 2 | 11 |  | xi) | 250mm - 45o |  | each |  | 935 | 0
2 | 8 | 2 | 12 |  | xii) | 250mm - 90o |  | each |  | 990 | 0
2 | 8 | 2 | 13 |  | xiii) | 300mm - 11 1/4o |  | each |  | 1210 | 0
2 | 8 | 2 | 14 |  | xiv) | 300mm - 22 1/2o |  | each |  | 1210 | 0
2 | 8 | 2 | 15 |  | xv) | 300mm - 45o |  | each |  | 1210 | 0
2 | 8 | 2 | 16 |  | xvi) | 300mm - 90o |  | each |  | 1320 | 0
2 | 8 | 2 | 17 |  | xvii) | 350mm - 11 1/4o |  | each |  | 1650 | 0
2 | 8 | 2 | 18 |  | xviii) | 350mm - 22 1/2o |  | each |  | 1650 | 0
2 | 8 | 2 | 19 |  | xix) | 350mm - 45o |  | each |  | 1650 | 0
2 | 8 | 2 | 20 |  | i) | 350mm - 90o |  | each |  | 1650 | 0
2 | 8 | 2 | 21 |  | ii) | 400mm - 11 1/4o |  | each |  | 2200 | 0
2 | 8 | 2 | 22 |  | iii) | 400mm - 22 1/2o |  | each |  | 2200 | 0
2 | 8 | 2 | 23 |  | iv) | 400mm - 45o |  | each |  | 2200 | 0
2 | 8 | 2 | 24 |  | v) | 400mm - 90o |  | each |  | 2200 | 0
2 | 8 | 3 | 0 |  | c) | Bends (SD-005) |  |  |  | 0 | 0
2 | 8 | 3 | 1 |  | i) | 150mm - 11 1/4o |  | each |  | 440 | 0
2 | 8 | 3 | 2 |  | ii) | 150mm - 22 1/2o |  | each |  | 440 | 0
2 | 8 | 3 | 3 |  | iii) | 150mm - 45o |  | each |  | 440 | 0
2 | 8 | 3 | 4 |  | iv) | 150mm - 90o |  | each |  | 440 | 0
2 | 8 | 3 | 5 |  | v) | 200mm - 11 1/4o |  | each |  | 495 | 0
2 | 8 | 3 | 6 |  | vi) | 200mm - 22 1/2o |  | each |  | 495 | 0
2 | 8 | 3 | 7 |  | vii) | 200mm - 45o |  | each |  | 495 | 0
2 | 8 | 3 | 8 |  | viii) | 200mm - 90o |  | each |  | 495 | 0
2 | 8 | 3 | 9 |  | ix) | 250mm - 11 1/4o |  | each |  | 770 | 0
2 | 8 | 3 | 10 |  | x) | 250mm - 22 1/2o |  | each |  | 770 | 0
2 | 8 | 3 | 11 |  | xi) | 250mm - 45o |  | each |  | 770 | 0
2 | 8 | 3 | 12 |  | xii) | 250mm - 90o |  | each |  | 770 | 0
2 | 8 | 3 | 13 |  | xiii) | 300mm - 11 1/4o |  | each |  | 1210 | 0
2 | 8 | 3 | 14 |  | xiv) | 300mm - 22 1/2o |  | each |  | 1210 | 0
2 | 8 | 3 | 15 |  | xv) | 300mm - 45o |  | each |  | 1210 | 0
2 | 8 | 3 | 16 |  | xvi) | 300mm - 90o |  | each |  | 1210 | 0
2 | 8 | 3 | 17 |  | xvii) | 350mm - 11 1/4o |  | each |  | 1650 | 0
2 | 8 | 3 | 18 |  | xviii) | 350mm - 22 1/2o |  | each |  | 1650 | 0
2 | 8 | 3 | 19 |  | xix) | 350mm - 45o |  | each |  | 1650 | 0
2 | 8 | 3 | 20 |  | i) | 350mm - 90o |  | each |  | 1650 | 0
2 | 8 | 3 | 21 |  | ii) | 400mm - 11 1/4o |  | each |  | 2200 | 0
2 | 8 | 3 | 22 |  | iii) | 400mm - 22 1/2o |  | each |  | 2200 | 0
2 | 8 | 3 | 23 |  | iv) | 400mm - 45o |  | each |  | 2200 | 0
2 | 8 | 3 | 24 |  | v) | 400mm - 90o |  | each |  | 2200 | 0
2 | 8 | 4 | 0 |  | d) | Crosses |  |  |  | 0 | 0
2 | 8 | 4 | 1 |  | i) | 150mm X 150mm X 150mm X 150mm |  | each |  | 1540 | 0
2 | 8 | 4 | 2 |  | ii) | 200mm x 200mm X 200mm X 200mm |  | each |  | 2530 | 0
2 | 8 | 4 | 3 |  | iii) | 250mm X250mm X 250mm X 250mm |  | each |  | 2530 | 0
2 | 8 | 4 | 4 |  | iv) | 300mm X300mm X 300mm X 300mm |  | each |  | 2860 | 0
2 | 8 | 4 | 5 |  | v) | 350mm X 350mm X 350mm X 350mm |  | each |  | 4224 | 0
2 | 8 | 4 | 6 |  | vi) | 400mm X 400mm X 400mm X 400mm |  | each |  | 5621.88 | 0
2 | 8 | 5 | 0 |  | e) | Reducers |  |  |  | 0 | 0
2 | 8 | 5 | 1 |  | i) | 150mm - 100mm |  | each |  | 304.92 | 0
2 | 8 | 5 | 2 |  | ii) | 200mm - 150mm |  | each |  | 423.72 | 0
2 | 8 | 5 | 3 |  | iii) | 250mm - 150mm |  | each |  | 834.24 | 0
2 | 8 | 5 | 4 |  | iv) | 250mm - 200mm |  | each |  | 834.24 | 0
2 | 8 | 5 | 5 |  | v) | 300mm - 150mm |  | each |  | 1256.64 | 0
2 | 8 | 5 | 6 |  | vi) | 300mm - 200mm |  | each |  | 1256.64 | 0
2 | 8 | 5 | 7 |  | vii) | 300mm - 250mm |  | each |  | 1256.64 | 0
2 | 8 | 5 | 8 |  | viii) | 350mm - 250mm |  | each |  | 1518 | 0
2 | 8 | 5 | 9 |  | ix) | 350mm - 300mm |  | each |  | 1518 | 0
2 | 8 | 5 | 10 |  | x) | 400mm - 300mm |  | each |  | 1714.68 | 0
2 | 8 | 5 | 11 |  | xi) | 400mm - 350mm |  | each |  | 1714.68 | 0
2 | 8 | 6 | 0 |  | f) | Couplings |  |  |  | 0 | 0
2 | 8 | 6 | 1 |  | i) | 100mm |  | each |  | 312.84 | 0
2 | 8 | 6 | 2 |  | ii) | 150mm |  | each |  | 320.76 | 0
2 | 8 | 6 | 3 |  | iii) | 200mm |  | each |  | 505.56 | 0
2 | 8 | 6 | 4 |  | iv) | 250mm |  | each |  | 714.12 | 0
2 | 8 | 6 | 5 |  | v) | 300mm |  | each |  | 0 | 0
2 | 8 | 6 | 6 |  | vi) | 350mm |  | each |  | 0 | 0
2 | 8 | 6 | 7 |  | vii) | 400mm |  | each |  | 0 | 0
2 | 8 | 7 | 0 |  | g) | Plugs |  |  |  | 0 | 0
2 | 8 | 7 | 1 |  | i) | 150mm |  | each |  | 297 | 0
2 | 8 | 7 | 2 |  | ii) | 200mm |  | each |  | 312.84 | 0
2 | 8 | 7 | 3 |  | iii) | 250mm |  | each |  | 481.8 | 0
2 | 8 | 7 | 4 |  | iv) | 300mm |  | each |  | 0 | 0
2 | 8 | 7 | 5 |  | v) | 350mm |  | each |  | 0 | 0
2 | 8 | 7 | 6 |  | vi) | 400mm |  | each |  | 0 | 0
2 | 9 | 0 | 0 | B. | 9 | Water Services | CW 2110 |  |  | 0 | 0
2 | 9 | 1 | 0 |  | a) | 19mm |  |  |  | 0 | 0
2 | 9 | 1 | 1 |  | i) | trenchless installation, Class B sand bedding, Class 1 backfill |  | m |  | 0 | 0
2 | 9 | 1 | 2 |  | ii) | trenchless installation, Class B sand bedding, Class 2 backfill |  | m |  | 0 | 0
2 | 9 | 1 | 3 |  | iii) | trenchless installation, Class B sand bedding, Class 3 backfill |  | m | 0 | 125.4 | 0
2 | 9 | 1 | 4 |  | iv) | trenchless installation, Class B sand bedding, Class 4 backfill |  | m |  | 0 | 0
2 | 9 | 1 | 5 |  | v) | trenchless installation, Class B sand bedding, Class 5 backfill |  | m |  | 121 | 0
2 | 9 | 2 | 0 |  | b) | 25mm |  |  |  | 0 | 0
2 | 9 | 2 | 1 |  | i) | trenchless installation, Class B sand bedding, Class 1 backfill |  | m |  | 0 | 0
2 | 9 | 2 | 2 |  | ii) | trenchless installation, Class B sand bedding, Class 2 backfill |  | m |  | 0 | 0
2 | 9 | 2 | 3 |  | iii) | trenchless installation, Class B sand bedding, Class 3 backfill |  | m |  | 132 | 0
2 | 9 | 2 | 4 |  | iv) | trenchless installation, Class B sand bedding, Class 4 backfill |  | m |  | 0 | 0
2 | 9 | 2 | 5 |  | v) | trenchless installation, Class B sand bedding, Class 5 backfill |  | m |  | 128.7 | 0
2 | 9 | 3 | 0 |  | c) | 38mm |  |  |  | 0 | 0
2 | 9 | 3 | 1 |  | i) | trenchless installation, Class B sand bedding, Class 1 backfill |  | m |  | 0 | 0
2 | 9 | 3 | 2 |  | ii) | trenchless installation, Class B sand bedding, Class 2 backfill |  | m |  | 0 | 0
2 | 9 | 3 | 3 |  | iii) | trenchless installation, Class B sand bedding, Class 3 backfill |  | m |  | 198 | 0
2 | 9 | 3 | 4 |  | iv) | trenchless installation, Class B sand bedding, Class 4 backfill |  | m |  | 0 | 0
2 | 9 | 3 | 5 |  | v) | trenchless installation, Class B sand bedding, Class 5 backfill |  | m |  | 187 | 0
2 | 9 | 4 | 0 |  | d) | 50mm |  |  |  | 0 | 0
2 | 9 | 4 | 1 |  | i) | trenchless installation, Class B sand bedding, Class 1 backfill |  | m |  | 0 | 0
2 | 9 | 4 | 2 |  | ii) | trenchless installation, Class B sand bedding, Class 2 backfill |  | m |  | 0 | 0
2 | 9 | 4 | 3 |  | iii) | trenchless installation, Class B sand bedding, Class 3 backfill |  | m |  | 220 | 0
2 | 9 | 4 | 4 |  | iv) | trenchless installation, Class B sand bedding, Class 4 backfill |  | m |  | 0 | 0
2 | 9 | 4 | 5 |  | v) | trenchless installation, Class B sand bedding, Class 5 backfill |  | m |  | 214.5 | 0
2 | 10 | 0 | 0 | B. | 10 | Corporation Stops | CW 2110 |  |  | 0 | 0
2 | 10 | 1 | 0 |  | a) | 19mm |  | each |  | 209 | 0
2 | 10 | 2 | 0 |  | b) | 25mm |  | each |  | 225.5 | 0
2 | 10 | 3 | 0 |  | c) | 38mm |  | each |  | 522.5 | 0
2 | 10 | 4 | 0 |  | d) | 50mm |  | each |  | 605 | 0
2 | 11 | 0 | 0 | B. | 11 | Curb Stops | CW 2110 |  |  | 0 | 0
2 | 11 | 1 | 0 |  | a) | 19mm |  | each |  | 275 | 0
2 | 11 | 2 | 0 |  | b) | 25mm |  | each |  | 330 | 0
2 | 11 | 3 | 0 |  | c) | 38mm |  | each |  | 440 | 0
2 | 11 | 4 | 0 |  | d) | 50mm |  | each |  | 550 | 0
2 | 12 | 0 | 0 | B. | 12 | Curb Stops - Replace Existing | CW 2110 |  |  | 0 | 0
2 | 12 | 1 | 0 |  | a) | 19mm |  | each |  | 0 | 0
2 | 12 | 2 | 0 |  | b) | 25mm |  | each |  | 0 | 0
2 | 12 | 3 | 0 |  | c) | 38mm |  | each |  | 0 | 0
2 | 12 | 4 | 0 |  | d) | 50mm |  | each |  | 0 | 0
2 | 13 | 0 | 0 | B. | 13 | Curb Stop Boxes | CW 2110 |  |  | 0 | 0
2 | 13 | 1 | 0 |  | a) | 19mm |  | each |  | 605 | 0
2 | 13 | 2 | 0 |  | b) | 25mm |  | each |  | 648.12 | 0
2 | 13 | 3 | 0 |  | c) | 38mm |  | each |  | 867.24 | 0
2 | 13 | 4 | 0 |  | d) | 50mm |  | each |  | 891 | 0
2 | 14 | 0 | 0 | B. | 14 | Curb Stop Boxes - Replace Existing | CW 2110 |  |  | 0 | 0
2 | 14 | 1 | 0 |  | a) | 19mm |  | each |  | 0 | 0
2 | 14 | 2 | 0 |  | b) | 25mm |  | each |  | 0 | 0
2 | 14 | 3 | 0 |  | c) | 38mm |  | each |  | 0 | 0
2 | 14 | 4 | 0 |  | d) | 50mm |  | each |  | 0 | 0
2 | 15 | 0 | 0 | B. | 15 | Watermain and Water Service Insulation | CW 2110 |  |  | 0 | 0
2 | 15 | 1 | 0 |  | a) | In a trench (SD - 018) |  |  |  | 0 | 0
2 | 15 | 1 | 1 |  | i) | 50mm thick |  | m |  | 44 | 0
2 | 15 | 1 | 2 |  | ii) | 75mm thick |  | m |  | 55 | 0
2 | 15 | 1 | 3 |  | iii) | 100mm thick |  | m |  | 66 | 0
2 | 15 | 2 | 0 |  | b) | Under Roadway Excavation (SD-018) |  |  |  | 0 | 0
2 | 15 | 2 | 1 |  | i) | 50mm thick x ___mm wide |  | m |  | 0 | 0
2 | 15 | 2 | 2 |  | ii) | 75mm thick x ___mm wide |  | m |  | 0 | 0
2 | 15 | 2 | 3 |  | iii) | 100mm thick x ___mm wide |  | m |  | 0 | 0
2 | 16 | 0 | 0 | B. | 16 | Connecting to Existing Watermains and Large Diameter Water Services | CW 2110 |  |  | 0 | 0
2 | 16 | 1 | 0 |  | a) | Inline connection - plug existing |  |  |  | 0 | 0
2 | 16 | 1 | 1 |  | i) | 150mm |  | each |  | 1846.68 | 0
2 | 16 | 1 | 2 |  | ii) | 200mm |  | each |  | 2007.72 | 0
2 | 16 | 1 | 3 |  | iii) | 250mm |  | each |  | 2247.96 | 0
2 | 16 | 1 | 4 |  | iv) | 300mm |  | each |  | 0 | 0
2 | 16 | 1 | 5 |  | v) | 350mm |  | each |  | 0 | 0
2 | 16 | 2 | 0 |  | b) | In-line connection - no plug existing |  |  |  | 0 | 0
2 | 16 | 2 | 1 |  | i) | 100mm |  | each |  | 1650 | 0
2 | 16 | 2 | 2 |  | ii) | 150mm |  | each |  | 1980 | 0
2 | 16 | 2 | 3 |  | iii) | 200mm |  | each |  | 2365 | 0
2 | 16 | 2 | 4 |  | iv) | 250mm |  | each |  | 3300 | 0
2 | 16 | 2 | 5 |  | v) | 300mm |  | each |  | 4180 | 0
2 | 16 | 2 | 6 |  | vi) | 350mm |  | each |  | 4950 | 0
2 | 16 | 2 | 7 |  | vii) | 400mm |  | each |  | 5500 | 0
2 | 16 | 3 | 0 |  | c) | Perpendicular connection |  |  |  | 0 | 0
2 | 16 | 3 | 1 |  | i) | 150mm |  | each |  | 1980 | 0
2 | 16 | 3 | 2 |  | ii) | 200mm |  | each |  | 2530 | 0
2 | 16 | 3 | 3 |  | iii) | 250mm |  | each |  | 2970 | 0
2 | 16 | 3 | 4 |  | iv) | 300mm |  | each |  | 3850 | 0
2 | 16 | 3 | 5 |  | v) | 350mm |  | each |  | 4400 | 0
2 | 16 | 3 | 6 |  | vi) | 400mm |  | each |  | 6050 | 0
2 | 17 | 0 | 0 | B. | 17 | Connecting to Existing Watermains With Tapping Sleeve and Valve | CW 2110 |  |  | 0 | 0
2 | 17 | 1 | 0 |  | a) | 100mm off 200mm |  | each |  | 0 | 0
2 | 17 | 2 | 0 |  | b) | 100mm off 250mm |  | each |  | 0 | 0
2 | 17 | 3 | 0 |  | c) | 100mm off 300mm |  | each |  | 0 | 0
2 | 17 | 4 | 0 |  | d) | 150mm off 250mm |  | each |  | 0 | 0
2 | 17 | 5 | 0 |  | e) | 150mm off 300mm |  | each |  | 0 | 0
2 | 17 | 6 | 0 |  | f) | 150mm off 350mm |  | each |  | 0 | 0
2 | 17 | 7 | 0 |  | g) | 150mm off 400mm |  | each |  | 0 | 0
2 | 17 | 8 | 0 |  | h) | 200mm off 300mm |  | each |  | 0 | 0
2 | 17 | 9 | 0 |  | i) | 200mm off 350mm |  | each |  | 0 | 0
2 | 17 | 10 | 0 |  | j) | 200mm off 400mm |  | each |  | 0 | 0
2 | 17 | 11 | 0 |  | k) | 250mm off 350mm |  | each |  | 0 | 0
2 | 17 | 12 | 0 |  | l) | 250mm off 400mm |  | each |  | 0 | 0
2 | 18 | 0 | 0 | B. | 18 | Connecting Existing Copper Water Services to New Watermains | CW 2110 |  |  | 0 | 0
2 | 18 | 1 | 0 |  | a) | 12mm |  | each |  | 179.3 | 0
2 | 18 | 2 | 0 |  | b) | 19mm |  | each |  | 264 | 0
2 | 18 | 3 | 0 |  | c) | 25mm |  | each |  | 412.5 | 0
2 | 18 | 4 | 0 |  | d) | 38mm |  | each |  | 605 | 0
2 | 18 | 5 | 0 |  | e) | 50mm |  | each |  | 715 | 0
2 | 19 | 0 | 0 | B. | 19 | Abandoning Large Diameter Water Services | CW 2110 |  |  | 0 | 0
2 | 19 | 1 | 0 |  | a) | 100mm |  | each |  | 0 | 0
2 | 19 | 2 | 0 |  | b) | 150mm |  | each |  | 0 | 0
2 | 19 | 3 | 0 |  | c) | 200mm |  | each |  | 0 | 0
2 | 20 | 0 | 0 | B. | 20 | Abandoning Small Diameter Water Services | CW 2110 |  |  | 0 | 0
2 | 20 | 1 | 0 |  | a) | 12mm |  | each |  | 0 | 0
2 | 20 | 2 | 0 |  | b) | 19mm |  | each |  | 0 | 0
2 | 20 | 3 | 0 |  | c) | 25mm |  | each |  | 0 | 0
2 | 20 | 4 | 0 |  | d) | 38mm |  | each |  | 0 | 0
2 | 20 | 5 | 0 |  | e) | 50mm |  | each |  | 0 | 0
2 | 21 | 0 | 0 | B. | 21 | Watermain Repair - Repair Clamp | CW 2110 |  |  | 0 | 0
2 | 21 | 1 | 0 |  | a) | 100mm |  |  |  | 0 | 0
2 | 21 | 1 | 1 |  | i) | ____mm long with Class __ backfill |  | each |  | 0 | 0
2 | 21 | 2 | 0 |  | b) | 150mm |  |  |  | 0 | 0
2 | 21 | 2 | 1 |  | i) | ____mm long with Class __ backfill |  | each |  | 0 | 0
2 | 21 | 3 | 0 |  | c) | 200mm |  |  |  | 0 | 0
2 | 21 | 3 | 1 |  | i) | ____mm long with Class __ backfill |  | each |  | 0 | 0
2 | 21 | 4 | 0 |  | d) | 250mm |  |  |  | 0 | 0
2 | 21 | 4 | 1 |  | i) | ____mm long with Class __ backfill |  | each |  | 0 | 0
2 | 21 | 5 | 0 |  | e) | 300mm |  |  |  | 0 | 0
2 | 21 | 5 | 1 |  | i) | ____mm long with Class __ backfill |  | each |  | 0 | 0
2 | 22 | 0 | 0 | B. | 22 | Watermain Repair - Up To 3.0 metres Long | CW 2110 |  |  | 0 | 0
2 | 22 | 1 | 0 |  | a) | 100mm |  |  |  | 0 | 0
2 | 22 | 1 | 1 |  | i) | Class __ backfill |  | each |  | 0 | 0
2 | 22 | 2 | 0 |  | b) | 150mm |  |  |  | 0 | 0
2 | 22 | 2 | 1 |  | i) | Class __ backfill |  | each |  | 0 | 0
2 | 22 | 3 | 0 |  | c) | 200mm |  |  |  | 0 | 0
2 | 22 | 3 | 1 |  | i) | Class __ backfill |  | each |  | 0 | 0
2 | 22 | 4 | 0 |  | d) | 250mm |  |  |  | 0 | 0
2 | 22 | 4 | 1 |  | i) | Class __ backfill |  | each |  | 0 | 0
2 | 22 | 5 | 0 |  | e) | 300mm |  |  |  | 0 | 0
2 | 22 | 5 | 1 |  | i) | Class __ backfill |  | each |  | 0 | 0
2 | 23 | 0 | 0 | B. | 23 | Watermain Repair - In Addition First 3.0 metres | CW 2110 |  |  | 0 | 0
2 | 23 | 1 | 0 |  | a) | 100mm |  |  |  | 0 | 0
2 | 23 | 1 | 1 |  | i) | Class __ backfill |  | m |  | 0 | 0
2 | 23 | 2 | 0 |  | b) | 150mm |  |  |  | 0 | 0
2 | 23 | 2 | 1 |  | i) | Class __ backfill |  | m |  | 0 | 0
2 | 23 | 3 | 0 |  | c) | 200mm |  |  |  | 0 | 0
2 | 23 | 3 | 1 |  | i) | Class __ backfill |  | m |  | 0 | 0
2 | 23 | 4 | 0 |  | d) | 250mm |  |  |  | 0 | 0
2 | 23 | 4 | 1 |  | i) | Class __ backfill |  | m |  | 0 | 0
2 | 23 | 5 | 0 |  | e) | 300mm |  |  |  | 0 | 0
2 | 23 | 5 | 1 |  | i) | Class __ backfill |  | m |  | 0 | 0
2 | 24 | 0 | 0 | B. | 24 | 10.9 Kilogram Sacrificial Zinc Anodes | CW 2110 |  |  | 0 | 0
2 | 24 | 1 | 0 |  | a) | On Metallic Watermains |  | each |  | 165 | 0
2 | 24 | 2 | 0 |  | b) | On 38 Copper Watermains |  | each |  | 0 | 0
2 | 24 | 3 | 0 |  | c) | On Water Services |  | each | 0 | 165 | 0
2 | 25 | 0 | 0 | B. | 25 | Continuity Bonding | CW 2110 | each |  | 115.5 | 0
2 | 26 | 0 | 0 | B. | 26 | Regrading of Existing Sewer Service - Up to 1.5 metres Long | CW 2110 |  |  | 0 | 0
2 | 26 | 1 | 0 |  | a) | 100mm |  | each |  | 484 | 0
2 | 26 | 2 | 0 |  | b) | 150mm |  | each |  | 396 | 0
2 | 26 | 3 | 0 |  | c) | 200mm |  | each |  | 330 | 0
2 | 26 | 4 | 0 |  | d) | 250mm |  | each |  | 412.5 | 0
2 | 26 | 5 | 0 |  | e) | 300mm |  | each |  | 0 | 0
2 | 27 | 0 | 0 | B. | 27 | Regrading of Existing Sewer Service - Longer Than 1.5 metres | CW 2110 |  |  | 0 | 0
2 | 27 | 1 | 0 |  | a) | 100mm |  | m |  | 0 | 0
2 | 27 | 2 | 0 |  | b) | 150mm |  | m |  | 0 | 0
2 | 27 | 3 | 0 |  | c) | 200mm |  | m |  | 0 | 0
2 | 27 | 4 | 0 |  | d) | 250mm |  | m |  | 0 | 0
2 | 27 | 5 | 0 |  | e) | 300mm |  | m |  | 0 | 0
2 | 27 | 6 | 0 |  | f) | 19mm |  |  |  | 0 | 0
2 | 28 | 0 | 0 | B. | 28 | Maintaining Curb Stop Excavations | CW 2110 | each / day |  | 0 | 0
2 | 28 | 0 | 0 | [6 empty] | 0 | 0
3 | 0 | 0 | 0 | C |  | Gravity Sewers |  |  |  | 0 | 0
3 | 1 | 0 | 0 | C. | 1 | Combined Sewers | CW 2130 |  |  | 0 | 0
3 | 2 | 0 | 0 | C. | 2 | Interceptor Sewers | CW 2130 |  |  | 0 | 0
3 | 3 | 0 | 0 | C. | 3 | Land Drainage Sewers | CW 2130 |  |  | 0 | 0
3 | 4 | 0 | 0 | C. | 4 | Storm Relief Sewers | CW 2130 |  |  | 0 | 0
3 | 5 | 0 | 0 | C. | 5 | Wastewater Sewers | CW 2130 |  |  | 0 | 0
3 | 5 | 1 | 0 |  | a) | 250mm |  |  |  | 0 | 0
3 | 5 | 1 | 1 |  | i) | trenchless installation, Class B sand bedding, Class 1 backfill |  | m |  | 0 | 0
3 | 5 | 1 | 2 |  | ii) | trenchless installation, Class B sand bedding, Class 2 backfill |  | m |  | 0 | 0
3 | 5 | 1 | 3 |  | iii) | trenchless installation, Class B sand bedding, Class 3 backfill |  | m |  | 473 | 0
3 | 5 | 1 | 4 |  | iv) | trenchless installation, Class B sand bedding, Class 4 backfill |  | m |  | 0 | 0
3 | 5 | 1 | 5 |  | v) | trenchless installation, Class B sand bedding, Class 5 backfill |  | m |  | 440 | 0
3 | 5 | 2 | 0 |  | b) | 300mm |  |  |  | 0 | 0
3 | 5 | 2 | 1 |  | i) | trenchless installation, Class B sand bedding, Class 1 backfill |  | m |  | 0 | 0
3 | 5 | 2 | 2 |  | ii) | trenchless installation, Class B sand bedding, Class 2 backfill |  | m |  | 0 | 0
3 | 5 | 2 | 3 |  | iii) | trenchless installation, Class B sand bedding, Class 3 backfill |  | m |  | 550 | 0
3 | 5 | 2 | 4 |  | iv) | trenchless installation, Class B sand bedding, Class 4 backfill |  | m |  | 0 | 0
3 | 5 | 2 | 5 |  | v) | trenchless installation, Class B sand bedding, Class 5 backfill |  | m |  | 506 | 0
3 | 5 | 3 | 0 |  | c) | 375mm |  |  |  | 0 | 0
3 | 5 | 3 | 1 |  | i) | trenchless installation, Class B sand bedding, Class 1 backfill |  | m |  | 0 | 0
3 | 5 | 3 | 2 |  | ii) | trenchless installation, Class B sand bedding, Class 2 backfill |  | m |  | 0 | 0
3 | 5 | 3 | 3 |  | iii) | trenchless installation, Class B sand bedding, Class 3 backfill |  | m |  | 605 | 0
3 | 5 | 3 | 4 |  | iv) | trenchless installation, Class B sand bedding, Class 4 backfill |  | m |  | 0 | 0
3 | 5 | 3 | 5 |  | v) | trenchless installation, Class B sand bedding, Class 5 backfill |  | m |  | 550 | 0
3 | 5 | 4 | 0 |  | d) | 450mm |  |  |  | 0 | 0
3 | 5 | 4 | 1 |  | i) | trenchless installation, Class B sand bedding, Class 1 backfill |  | m |  | 0 | 0
3 | 5 | 4 | 2 |  | ii) | trenchless installation, Class B sand bedding, Class 2 backfill |  | m |  | 0 | 0
3 | 5 | 4 | 3 |  | iii) | trenchless installation, Class B sand bedding, Class 3 backfill |  | m |  | 814 | 0
3 | 5 | 4 | 4 |  | iv) | trenchless installation, Class B sand bedding, Class 4 backfill |  | m |  | 0 | 0
3 | 5 | 4 | 5 |  | v) | trenchless installation, Class B sand bedding, Class 5 backfill |  | m |  | 759 | 0
3 | 5 | 5 | 0 |  | e) | 525mm |  |  |  | 0 | 0
3 | 5 | 5 | 1 |  | i) | trenchless installation, Class B sand bedding, Class 1 backfill |  | m |  | 0 | 0
3 | 5 | 5 | 2 |  | ii) | trenchless installation, Class B sand bedding, Class 2 backfill |  | m |  | 0 | 0
3 | 5 | 5 | 3 |  | iii) | trenchless installation, Class B sand bedding, Class 3 backfill |  | m |  | 880 | 0
3 | 5 | 5 | 4 |  | iv) | trenchless installation, Class B sand bedding, Class 4 backfill |  | m |  | 0 | 0
3 | 5 | 5 | 5 |  | v) | trenchless installation, Class B sand bedding, Class 5 backfill |  | m |  | 869 | 0
3 | 5 | 6 | 0 |  | f) | 600mm |  |  |  | 0 | 0
3 | 5 | 6 | 1 |  | i) | trenchless installation, Class B sand bedding, Class 1 backfill |  | m |  | 0 | 0
3 | 5 | 6 | 2 |  | ii) | trenchless installation, Class B sand bedding, Class 2 backfill |  | m |  | 0 | 0
3 | 5 | 6 | 3 |  | iii) | trenchless installation, Class B sand bedding, Class 3 backfill |  | m |  | 957 | 0
3 | 5 | 6 | 4 |  | iv) | trenchless installation, Class B sand bedding, Class 4 backfill |  | m |  | 0 | 0
3 | 5 | 6 | 5 |  | v) | trenchless installation, Class B sand bedding, Class 5 backfill |  | m |  | 902 | 0
3 | 5 | 7 | 0 |  | g) | 750mm |  |  |  | 0 | 0
3 | 5 | 7 | 1 |  | i) | trenchless installation, Class B sand bedding, Class 1 backfill |  | m |  | 0 | 0
3 | 5 | 7 | 2 |  | ii) | trenchless installation, Class B sand bedding, Class 2 backfill |  | m |  | 0 | 0
3 | 5 | 7 | 3 |  | iii) | trenchless installation, Class B sand bedding, Class 3 backfill |  | m |  | 1430 | 0
3 | 5 | 7 | 4 |  | iv) | trenchless installation, Class B sand bedding, Class 4 backfill |  | m |  | 0 | 0
3 | 5 | 7 | 5 |  | v) | trenchless installation, Class B sand bedding, Class 5 backfill |  | m |  | 1320 | 0
3 | 5 | 8 | 0 |  | h) | 900mm |  |  |  | 0 | 0
3 | 5 | 8 | 1 |  | i) | trenchless installation, Class B sand bedding, Class 1 backfill |  | m |  | 0 | 0
3 | 5 | 8 | 2 |  | ii) | trenchless installation, Class B sand bedding, Class 2 backfill |  | m |  | 0 | 0
3 | 5 | 8 | 3 |  | iii) | trenchless installation, Class B sand bedding, Class 3 backfill |  | m |  | 1911.36 | 0
3 | 5 | 8 | 4 |  | iv) | trenchless installation, Class B sand bedding, Class 4 backfill |  | m |  | 0 | 0
3 | 5 | 8 | 5 |  | v) | trenchless installation, Class B sand bedding, Class 5 backfill |  | m |  | 1898.16 | 0
3 | 6 | 0 | 0 | C. | 6 | Manhole | CW 2130 |  |  | 0 | 0
3 | 6 | 1 | 0 |  | a) | SD-010 |  |  |  | 0 | 0
3 | 6 | 1 | 1 |  | i) | 1200mm diameter base |  | vert. m | 0 | 1958 | 0
3 | 6 | 1 | 2 |  | ii) | 1500mm diameter base |  | vert. m |  | 2200 | 0
3 | 6 | 1 | 3 |  | iii) | 1800mm diameter base |  | vert. m |  | 2376 | 0
3 | 6 | 2 | 0 |  | b) | SD-011 |  |  |  | 0 | 0
3 | 6 | 2 | 1 |  | i) | 1200mm diameter base |  | vert. m |  | 2904 | 0
3 | 6 | 2 | 2 |  | ii) | 1500mm diameter base |  | vert. m |  | 3300 | 0
3 | 7 | 0 | 0 | C. | 7 | New Manhole on Existing Sewer | CW 2130 |  |  | 0 | 0
3 | 7 | 1 | 0 |  | a) | SD-010 |  |  |  | 0 | 0
3 | 7 | 1 | 1 |  | i) | 1200mm diameter base |  | vert. m | 0 | 2090 | 0
3 | 7 | 1 | 2 |  | ii) | 1500mm diameter base |  | vert. m |  | 2860 | 0
3 | 7 | 1 | 3 |  | iii) | 1800mm diameter base |  | vert. m |  | 3300 | 0
3 | 7 | 2 | 0 |  | b) | SD-011 |  |  |  | 0 | 0
3 | 7 | 2 | 1 |  | i) | 1200mm diameter base |  | vert. m |  | 2860 | 0
3 | 7 | 2 | 2 |  | ii) | 1500mm diameter base |  | vert. m |  | 3300 | 0
3 | 8 | 0 | 0 | C. | 8 | Remove and Replace Existing Manhole | CW 2130 |  |  | 0 | 0
3 | 8 | 1 | 0 |  | a) | SD-010 |  |  |  | 0 | 0
3 | 8 | 1 | 1 |  | i) | 1200mm diameter base |  | vert. m | 0 | 2497.44 | 0
3 | 8 | 1 | 2 |  | ii) | 1500mm diameter base |  | vert. m |  | 2871 | 0
3 | 8 | 1 | 3 |  | iii) | 1800mm diameter base |  | vert. m |  | 2970 | 0
3 | 8 | 2 | 0 |  | b) | SD-011 |  |  |  | 0 | 0
3 | 8 | 2 | 1 |  | i) | 1200mm diameter base |  | vert. m |  | 3564 | 0
3 | 8 | 2 | 2 |  | ii) | 1500mm diameter base |  | vert. m |  | 3960 | 0
3 | 9 | 0 | 0 | C. | 9 | Catch Basin | CW 2130 |  |  | 0 | 0
3 | 9 | 1 | 0 |  | a) | SD-024 |  | each |  | 3025 | 0
3 | 9 | 2 | 0 |  | b) | SD-025 |  | each |  | 3080 | 0
3 | 10 | 0 | 0 | C. | 10 | Catch Pit | CW 2130 |  |  | 0 | 0
3 | 10 | 1 | 0 |  | a) | SD-023 |  | each |  | 2420 | 0
3 | 11 | 0 | 0 | C. | 11 | Remove and Replace Existing Catch Basin | CW 2130 |  |  | 0 | 0
3 | 11 | 1 | 0 |  | a) | SD-024 |  | each |  | 3025 | 0
3 | 11 | 2 | 0 |  | b) | SD-025 |  | each |  | 3080 | 0
3 | 12 | 0 | 0 | C. | 12 | Remove and Replace Existing Catch Pit | CW 2130 |  |  | 0 | 0
3 | 12 | 1 | 0 |  | a) | SD-023 |  | each |  | 2420 | 0
3 | 13 | 0 | 0 | C. | 13 | Sewer Services | CW 2130 |  |  | 0 | 0
3 | 13 | 1 | 0 |  | a) | 150mm |  |  |  | 0 | 0
3 | 13 | 1 | 1 |  | i) | trenchless installation, Class B sand bedding, Class 2 backfill |  | m |  | 0 | 0
3 | 13 | 1 | 2 |  | ii) | trenchless installation, Class B sand bedding, Class 3 backfill |  | m |  | 225.5 | 0
3 | 13 | 1 | 3 |  | iii) | trenchless installation, Class B sand bedding, Class 4 backfill |  | m |  | 0 | 0
3 | 13 | 1 | 4 |  | iv) | trenchless installation, Class B sand bedding, Class 5 backfill |  | m |  | 214.5 | 0
3 | 13 | 2 | 0 |  | b) | 200mm |  |  |  | 0 | 0
3 | 13 | 2 | 1 |  | i) | trenchless installation, Class B sand bedding, Class 2 backfill |  | m |  | 0 | 0
3 | 13 | 2 | 2 |  | ii) | trenchless installation, Class B sand bedding, Class 3 backfill |  | m |  | 242 | 0
3 | 13 | 2 | 3 |  | iii) | trenchless installation, Class B sand bedding, Class 4 backfill |  | m |  | 0 | 0
3 | 13 | 2 | 4 |  | iv) | trenchless installation, Class B sand bedding, Class 5 backfill |  | m |  | 220 | 0
3 | 13 | 3 | 0 |  | c) | 250mm |  |  |  | 0 | 0
3 | 13 | 3 | 1 |  | i) | trenchless installation, Class B sand bedding, Class 2 backfill |  | m |  | 0 | 0
3 | 13 | 3 | 2 |  | ii) | trenchless installation, Class B sand bedding, Class 3 backfill |  | m |  | 330 | 0
3 | 13 | 3 | 3 |  | iii) | trenchless installation, Class B sand bedding, Class 4 backfill |  | m |  | 0 | 0
3 | 13 | 3 | 4 |  | iv) | trenchless installation, Class B sand bedding, Class 5 backfill |  | m |  | 313.5 | 0
3 | 14 | 0 | 0 | C. | 14 | Drainage Connection Pipe | CW 2130 |  |  | 0 | 0
3 | 14 | 1 | 0 |  | a) | 250mm |  | m |  | 275 | 0
3 | 15 | 0 | 0 | C. | 15 | Sewer Service Risers | CW 2130 |  |  | 0 | 0
3 | 15 | 1 | 0 |  | a) | SD-014 |  |  |  | 0 | 0
3 | 15 | 1 | 1 |  | i) | 150mm |  | vert. m |  | 154 | 0
3 | 15 | 1 | 2 |  | ii) | 200mm |  | vert. m |  | 220 | 0
3 | 15 | 1 | 3 |  | iii) | 250mm |  | vert. m |  | 275 | 0
3 | 15 | 2 | 0 |  | b) | SD-015 |  |  |  | 0 | 0
3 | 15 | 2 | 1 |  | i) | 150mm |  | vert. m |  | 0 | 0
3 | 15 | 2 | 2 |  | ii) | 200mm |  | vert. m |  | 0 | 0
3 | 15 | 2 | 3 |  | iii) | 250mm |  | vert. m |  | 0 | 0
3 | 16 | 0 | 0 | C. | 16 | Sewer Repair - Up to 3.0 metres Long (SD-022A) | CW 2130 |  |  | 0 | 0
3 | 16 | 1 | 0 |  | a) | 200mm |  |  |  | 0 | 0
3 | 16 | 1 | 1 |  | i) | Class __ backfill |  | each |  | 7150 | 0
3 | 16 | 2 | 0 |  | b) | 250mm |  |  |  | 0 | 0
3 | 16 | 2 | 1 |  | i) | Class __ backfill |  | each |  | 7480 | 0
3 | 16 | 3 | 0 |  | c) | 300mm |  |  |  | 0 | 0
3 | 16 | 3 | 1 |  | i) | Class __ backfill |  | each |  | 7612 | 0
3 | 16 | 4 | 0 |  | d) | 375mm |  |  |  | 0 | 0
3 | 16 | 4 | 1 |  | i) | Class __ backfill |  | each |  | 8998 | 0
3 | 16 | 5 | 0 |  | e) | 450mm |  |  |  | 0 | 0
3 | 16 | 5 | 1 |  | i) | Class __ backfill |  | each |  | 10257.5 | 0
3 | 16 | 6 | 0 |  | f) | 525mm |  |  |  | 0 | 0
3 | 16 | 6 | 1 |  | i) | Class __ backfill |  | each |  | 10780 | 0
3 | 16 | 7 | 0 |  | g) | 600mm |  |  |  | 0 | 0
3 | 16 | 7 | 1 |  | i) | Class __ backfill |  | each |  | 11000 | 0
3 | 16 | 8 | 0 |  | h) | 750mm |  |  |  | 0 | 0
3 | 16 | 8 | 1 |  | i) | Class __ backfill |  | each |  | 14850 | 0
3 | 17 | 0 | 0 | C. | 17 | Sewer Repair - In Addition to First 3.0 metres (SD-022A) | CW 2130 |  |  | 0 | 0
3 | 17 | 1 | 0 |  | a) | 200mm |  |  |  | 0 | 0
3 | 17 | 1 | 1 |  | i) | Class __ backfill |  | m |  | 1089 | 0
3 | 17 | 2 | 0 |  | b) | 250mm |  |  |  | 0 | 0
3 | 17 | 2 | 1 |  | i) | Class __ backfill |  | m |  | 1089 | 0
3 | 17 | 3 | 0 |  | c) | 300mm |  |  |  | 0 | 0
3 | 17 | 3 | 1 |  | i) | Class __ backfill |  | m |  | 1089 | 0
3 | 17 | 4 | 0 |  | d) | 375mm |  |  |  | 0 | 0
3 | 17 | 4 | 1 |  | i) | Class __ backfill |  | m |  | 1265 | 0
3 | 17 | 5 | 0 |  | e) | 450mm |  |  |  | 0 | 0
3 | 17 | 5 | 1 |  | i) | Class __ backfill |  | m |  | 1336.5 | 0
3 | 17 | 6 | 0 |  | f) | 525mm |  |  |  | 0 | 0
3 | 17 | 6 | 1 |  | i) | Class __ backfill |  | m |  | 1540 | 0
3 | 17 | 7 | 0 |  | g) | 600mm |  |  |  | 0 | 0
3 | 17 | 7 | 1 |  | i) | Class __ backfill |  | m |  | 1980 | 0
3 | 17 | 8 | 0 |  | h) | 750mm |  |  |  | 0 | 0
3 | 17 | 8 | 1 |  | i) | Class __ backfill |  | m |  | 2420 | 0
3 | 18 | 0 | 0 | C. | 18 | Replacing Standard Frames and Covers | CW 2130 |  |  | 0 | 0
3 | 18 | 1 | 0 |  | a) | AP-004 Standard Frame for Manhole and Catch Basin |  | each |  | 0 | 0
3 | 18 | 2 | 0 |  | b) | AP-005 Standard Solid Cover |  | each |  | 0 | 0
3 | 18 | 3 | 0 |  | c) | AP-006 Standard Grated Cover |  | each |  | 0 | 0
3 | 18 | 4 | 0 |  | d) | AP-008 Barrier Curb and Gutter Inlet Frame and Box |  | each |  | 0 | 0
3 | 18 | 5 | 0 |  | e) | AP-009 Barrier Curb and Gutter Inlet Cover |  | each |  | 0 | 0
3 | 18 | 6 | 0 |  | f) | AP-011 Mountable Curb and Gutter Inlet |  | each |  | 0 | 0
3 | 19 | 0 | 0 | C. | 19 | Installing New Flat Top Reducer | CW 2130 |  |  | 0 | 0
3 | 19 | 1 | 0 |  | a) | 1200mm dia. x 750mm dia. |  | each |  | 0 | 0
3 | 20 | 0 | 0 | C. | 20 | Replacing Existing Flat Top Reducer | CW 2130 |  |  | 0 | 0
3 | 20 | 1 | 0 |  | a) | 900mm dia. x 750mm dia. |  | each |  | 0 | 0
3 | 20 | 2 | 0 |  | b) | 1200mm dia. x 750mm dia. |  | each |  | 0 | 0
3 | 21 | 0 | 0 | C. | 21 | Replacing Existing Risers | CW 2130 |  |  | 0 | 0
3 | 21 | 1 | 0 |  | a) | 750mm dia. |  | vert. m |  | 1540 | 0
3 | 21 | 2 | 0 |  | b) | 900mm dia. |  | vert. m |  | 0 | 0
3 | 22 | 0 | 0 | C. | 22 | Patching Existing Manholes | CW 2130 | vert. m |  | 1430 | 0
3 | 23 | 0 | 0 | C. | 23 | Re-pointing Brickwork | CW 2130 | vert. m |  | 0 | 0
3 | 24 | 0 | 0 | C. | 24 | Replacing Existing Manhole Rungs | CW 2130 | each |  | 88 | 0
3 | 25 | 0 | 0 | C. | 25 | Replacing Existing Catch Basin Rungs | CW 2130 | each |  | 88 | 0
3 | 26 | 0 | 0 | C. | 26 | Replacing Existing Catch Basin Hoods | CW 2130 | each |  | 0 | 0
3 | 27 | 0 | 0 | C. | 27 | Replacing Existing Catch Basin Pins | CW 2130 | each |  | 0 | 0
3 | 28 | 0 | 0 | C. | 28 | Replacing Existing Catch Basin Hooks | CW 2130 | each |  | 0 | 0
3 | 29 | 0 | 0 | C. | 29 | Connecting to Existing Manhole | CW 2130 |  |  | 0 | 0
3 | 29 | 1 | 0 |  | a) | 150mm |  | each |  | 0 | 0
3 | 29 | 2 | 0 |  | b) | 200mm |  | each |  | 0 | 0
3 | 29 | 3 | 0 |  | c) | 250mm |  | each |  | 1182.5 | 0
3 | 29 | 4 | 0 |  | d) | 300mm |  | each |  | 1265 | 0
3 | 29 | 5 | 0 |  | e) | 375mm |  | each |  | 1308.12 | 0
3 | 29 | 6 | 0 |  | f) | 450mm |  | each |  | 1432.2 | 0
3 | 29 | 7 | 0 |  | g) | 525mm |  | each |  | 1927.2 | 0
3 | 29 | 8 | 0 |  | h) | 600mm |  | each |  | 2039.4 | 0
3 | 29 | 9 | 0 |  | i) | 750mm |  | each |  | 3047 | 0
3 | 29 | 10 | 0 |  | j) | 900mm |  | each |  | 3300 | 0
3 | 30 | 0 | 0 | C. | 30 | Connecting to Existing Catch Basin | CW 2130 |  |  | 0 | 0
3 | 30 | 1 | 0 |  | a) | 200mm |  | each |  | 825 | 0
3 | 30 | 2 | 0 |  | b) | 250mm |  | each |  | 880 | 0
3 | 30 | 3 | 0 |  | c) | 300mm |  | each |  | 990 | 0
3 | 31 | 0 | 0 | C. | 31 | Connecting to Existing Catch Pit | CW 2130 |  |  | 0 | 0
3 | 31 | 1 | 0 |  | a) | 200mm |  | each |  | 550 | 0
3 | 31 | 2 | 0 |  | b) | 250mm |  | each |  | 660 | 0
3 | 32 | 0 | 0 | C. | 32 | Connecting to Existing Inlet Box | CW 2130 |  |  | 0 | 0
3 | 32 | 1 | 0 |  | a) | 250mm |  | each |  | 550 | 0
3 | 33 | 0 | 0 | C. | 33 | Connecting to Existing Sewer | CW 2130 |  |  | 0 | 0
3 | 33 | 1 | 0 |  | a) | 200mm (type) to (size and type) |  | each |  | 1320 | 0
3 | 33 | 2 | 0 |  | b) | 250mm (type) to (size and type) |  | each |  | 1375 | 0
3 | 33 | 3 | 0 |  | c) | 300mm (type) to (size and type) |  | each |  | 1441 | 0
3 | 33 | 4 | 0 |  | d) | 375mm (type) to (size and type) |  | each |  | 1540 | 0
3 | 33 | 5 | 0 |  | e) | 450mm (type) to (size and type) |  | each |  | 1705 | 0
3 | 33 | 6 | 0 |  | f) | 525mm (type) to (size and type) |  | each |  | 1927.2 | 0
3 | 33 | 7 | 0 |  | g) | 600mm (type) to (size and type) |  | each |  | 2039.4 | 0
3 | 33 | 8 | 0 |  | h) | 750mm (type) to (size and type) |  | each |  | 3050.52 | 0
3 | 33 | 9 | 0 |  | i) | 900mm (type) to (size and type) |  | each |  | 3211.56 | 0
3 | 34 | 0 | 0 | C. | 34 | Connecting New Sewer Service to Existing Sewer Service | CW 2130 |  |  | 0 | 0
3 | 34 | 1 | 0 |  | a) | 150mm |  | each |  | 781 | 0
3 | 34 | 2 | 0 |  | b) | 200mm |  | each |  | 880 | 0
3 | 34 | 3 | 0 |  | c) | 250mm |  | each |  | 924 | 0
3 | 35 | 0 | 0 | C. | 35 | Plugging Existing Sewers and Sewer Services Smaller Than 300mm | CW 2130 |  |  | 0 | 0
3 | 35 | 1 | 0 |  | a) | 150mm |  | each |  | 192.5 | 0
3 | 35 | 2 | 0 |  | b) | 200mm |  | each |  | 330 | 0
3 | 35 | 3 | 0 |  | c) | 250mm |  | each |  | 440 | 0
3 | 36 | 0 | 0 | C. | 36 | Abandoning Existing Sewers with Cement-Stabilized Flowable Fill | CW 2130 | m3 |  | 231 | 0
3 | 37 | 0 | 0 | C. | 37 | Abandon Existing Sewer Services Under Pavement | CW 2130 | each |  | 0 | 0
3 | 38 | 0 | 0 | C. | 38 | Abandoning Existing Manholes | CW 2130 | each |  | 770 | 0
3 | 39 | 0 | 0 | C. | 39 | Abandoning Existing Catch Basins | CW 2130 | each |  | 451 | 0
3 | 40 | 0 | 0 | C. | 40 | Removal of Existing Manholes | CW 2130 | each |  | 0 | 0
3 | 41 | 0 | 0 | C. | 41 | Removal of Existing Catch Basins | CW 2130 | each |  | 0 | 0
3 | 42 | 0 | 0 | C. | 42 | Removal of Existing Catch Pits | CW 2130 | each |  | 0 | 0
3 | 43 | 0 | 0 | C. | 43 | Relocation of Existing Manholes | CW 2130 | each |  | 0 | 0
3 | 44 | 0 | 0 | C. | 44 | Relocation of Existing Catch Basins | CW 2130 | each |  | 0 | 0
3 | 45 | 0 | 0 | C. | 45 | Relocation of Existing Catch Pits | CW 2130 | each |  | 0 | 0
3 | 46 | 0 | 0 | C. | 46 | Concrete Pipe Three-Edge Bearing Test | CW 2130-R7 | each |  | 0 | 0
3 | 47 | 0 | 0 | C. | 47 | Sewer Inspection | CW 2145 |  |  | 0 | 0
3 | 47 | 1 | 0 |  | a) | 250mm to 900mm |  | m |  | 22 | 0
3 | 47 | 2 | 0 |  | b) | larger than 900mm and egg shaped |  | m |  | 27.5 | 0
3 | 48 | 0 | 0 | C. | 48 | Manhole Inspection | CW 2145 |  |  | 0 | 0
3 | 49 | 0 | 0 | C. | 49 | Sewer Service Inspection | CW 2145 |  |  | 0 | 0
3 | 49 | 1 | 0 |  | a) | 150mm |  | m | 0 | 33 | 0
3 | 49 | 2 | 0 |  | b) | 250mm |  | m | 0 | 33 | 0
3 | 49 | 2 | 0 |  |  | SPACER LINE |  |  |  | 0 | 0
3 | 49 | 2 | 0 | [6 empty] | 0 | 0
4 | 0 | 0 | 0 | D |  | Provisional Items |  |  |  | 0 | 0
4 | 1 | 0 | 0 | D. | 1 | Granular Backfill Material | E_ | m3 |  | 38.5 | 0
4 | 2 | 0 | 0 | D. | 2 | Cement Stabilized Fill | E_ | m3 |  | 143 | 0
4 | 3 | 0 | 0 | D. | 3 | Street Light Cable | E_ |  |  | 0 | 0
4 | 3 | 1 | 0 |  | a) | trench installation |  | m |  | 24.2 | 0
4 | 3 | 2 | 0 |  | b) | trenchless installation |  | m |  | 31.9 | 0
4 | 4 | 0 | 0 | D. | 4 | Construction of Hydrant Approach c/w 450 CMP | E_ | each |  | 803 | 0
4 | 5 | 0 | 0 | D. | 5 | Regrading Existing Interlocking Paving Stone Installations | CW 3330 | m2 |  | 71.5 | 0
4 | 6 | 0 | 0 | D. | 6 | Adjustment of Precast Sidewalk Blocks | CW 3235 | m2 | 0 | 71.5 | 0
4 | 7 | 0 | 0 | D. | 7 | Installation of Aluminum Balanced Barrier | CW 3650 |  |  | 0 | 0
4 | 7 | 1 | 0 |  | a) | Salvaging Existing Barrier Rail |  | m |  | 38.28 | 0
4 | 7 | 2 | 1 |  | b) | Installation of Barrier Rail |  | m |  | 60.72 | 0
4 | 7 | 3 | 2 |  | c) | Salvaging Existing Barrier Posts |  | each |  | 99 | 0
4 | 7 | 4 | 3 |  | d) | Installation of Barrier Posts |  | each |  | 244.2 | 0
4 | 8 | 0 | 0 | D. | 8 | Sodding | CW 3510 | m2 |  | 11.22 | 0
4 | 9 | 0 | 0 | D. | 9 | Curb Stop Box Extensions | E_ | each |  | 104.5 | 0
4 | 10 | 0 | 0 | D. | 10 | Planing | CW 3450-R3 |  |  | 2750 | 0
4 | 10 | 1 | 0 |  | a) | Planing 0- 50 mm depth |  |  |  | 0 | 0
4 | 10 | 1 | 1 |  | i) | Asphaltic Concrete |  | m2 |  | 3520 | 0
4 | 11 | 0 | 0 | D. | 11 | Maintaining Curb Stop Excavations | E_ | day |  | 3520 | 0
4 | 12 | 0 | 0 | D. | 12 | Surfacing Material | CW 3150-R4 |  |  | 0 | 0
4 | 12 | 1 | 0 |  | a) | Limestone |  | tonne |  | 0 | 0
4 | 13 | 0 | 0 | D. | 13 | Abandonment of Existing Valve Pits | E_ | each | 0 | 14.3 | 0
4 | 14 | 0 | 0 | D. | 14 | Shoring Left in Place | CW 2030-R5 | m2 |  | 16.5 | 0
5 | 0 | 0 | 0 | E |  | Sewer Rehabilitation by CIPP Lining |  |  |  |  | 0
5 | 1 | 0 | 0 | E. | 1 | Mobilization and Demobilization |  | lump sum |  | 19826 | 0
5 | 2 | 0 | 0 | E. | 2 | Sewer Cleaning | E__ |  |  |  | 0
5 | 2 | 1 | 0 |  | a) | 250mm |  | m |  |  | 0
5 | 2 | 1 | 1 |  | i) | Pre-lining Cleaning |  | m |  | 10 | 0
5 | 2 | 1 | 2 |  | ii) | Warranty Cleaning |  | m |  | 8 | 0
5 | 2 | 2 | 0 |  | b) | 300mm |  | m |  |  | 0
5 | 2 | 2 | 1 |  | i) | Pre-lining Cleaning |  | m |  | 10 | 0
5 | 2 | 2 | 2 |  | ii) | Warranty Cleaning |  | m |  | 8 | 0
5 | 2 | 3 | 0 |  | c) | 375mm |  | m |  |  | 0
5 | 2 | 3 | 1 |  | i) | Pre-lining Cleaning |  | m |  | 10 | 0
5 | 2 | 3 | 2 |  | ii) | Warranty Cleaning |  | m |  | 9 | 0
5 | 2 | 4 | 0 |  | d) | 450mm |  | m |  |  | 0
5 | 2 | 4 | 1 |  | i) | Pre-lining Cleaning |  | m |  | 14 | 0
5 | 2 | 4 | 2 |  | ii) | Warranty Cleaning |  | m |  | 12 | 0
5 | 2 | 5 | 0 |  | e) | 525mm |  | m |  |  | 0
5 | 2 | 5 | 1 |  | i) | Pre-lining Cleaning |  | m |  | 16 | 0
5 | 2 | 5 | 2 |  | ii) | Warranty Cleaning |  | m |  | 10 | 0
5 | 2 | 6 | 0 |  | f) | 600mm |  | m |  |  | 0
5 | 2 | 6 | 1 |  | i) | Pre-lining Cleaning |  | m |  | 16 | 0
5 | 2 | 6 | 2 |  | ii) | Warranty Cleaning |  | m |  | 10 | 0
5 | 2 | 7 | 0 |  | g) | 750mm |  | m |  |  | 0
5 | 2 | 7 | 1 |  | i) | Pre-lining Cleaning |  | m |  | 17 | 0
5 | 2 | 7 | 2 |  | ii) | Warranty Cleaning |  | m |  | 10 | 0
5 | 2 | 8 | 0 |  | h) | 900mm |  | m |  |  | 0
5 | 2 | 8 | 1 |  | i) | Pre-lining Cleaning |  | m |  | 18 | 0
5 | 2 | 8 | 2 |  | ii) | Warranty Cleaning |  | m |  | 10 | 0
5 | 2 | 9 | 0 |  | i) | 900mm X 600mm |  | m |  |  | 0
5 | 2 | 9 | 1 |  | i) | Pre-lining Cleaning |  | m |  | 28 | 0
5 | 2 | 9 | 2 |  | ii) | Warranty Cleaning |  | m |  | 11 | 0
5 | 2 | 10 | 0 |  | j) | 1200mm X 900mm |  | m |  |  | 0
5 | 2 | 10 | 1 |  | i) | Pre-lining Cleaning |  | m |  | 28 | 0
5 | 2 | 10 | 2 |  | ii) | Warranty Cleaning |  | m |  | 11 | 0
5 | 3 | 0 | 0 | E. | 3 | Sewer Inspection | CW 2130E __ |  |  |  | 0
5 | 3 | 1 | 0 |  | a) | 250mm |  | m |  |  | 0
5 | 3 | 1 | 1 |  | i) | Pre-lining Inspection |  | m |  | 9 | 0
5 | 3 | 1 | 2 |  | ii) | Post Lining Inspection |  | m |  | 8 | 0
5 | 3 | 1 | 3 |  | iii) | Warranty Inspection |  | m |  | 7 | 0
5 | 3 | 2 | 0 |  | b) | 300mm |  | m |  |  | 0
5 | 3 | 2 | 1 |  | i) | Pre-lining Inspection |  | m |  | 9 | 0
5 | 3 | 2 | 2 |  | ii) | Post Lining Inspection |  | m |  | 8 | 0
5 | 3 | 2 | 3 |  | iii) | Warranty Inspection |  | m |  | 7 | 0
5 | 3 | 3 | 0 |  | c) | 375mm |  | m |  |  | 0
5 | 3 | 3 | 1 |  | i) | Pre-lining Inspection |  | m |  | 9 | 0
5 | 3 | 3 | 2 |  | ii) | Post Lining Inspection |  | m |  | 8 | 0
5 | 3 | 3 | 3 |  | iii) | Warranty Inspection |  | m |  | 7 | 0
5 | 3 | 4 | 0 |  | d) | 450mm |  | m |  |  | 0
5 | 3 | 4 | 1 |  | i) | Pre-lining Inspection |  | m |  | 10 | 0
5 | 3 | 4 | 2 |  | ii) | Post Lining Inspection |  | m |  | 8 | 0
5 | 3 | 4 | 3 |  | iii) | Warranty Inspection |  | m |  | 7 | 0
5 | 3 | 5 | 0 |  | e) | 525mm |  | m |  |  | 0
5 | 3 | 5 | 1 |  | i) | Pre-lining Inspection |  | m |  | 10 | 0
5 | 3 | 5 | 2 |  | ii) | Post Lining Inspection |  | m |  | 8 | 0
5 | 3 | 5 | 3 |  | iii) | Warranty Inspection |  | m |  | 7 | 0
5 | 3 | 6 | 0 |  | f) | 600mm |  | m |  |  | 0
5 | 3 | 6 | 1 |  | i) | Pre-lining Inspection |  | m |  | 10 | 0
5 | 3 | 6 | 2 |  | ii) | Post Lining Inspection |  | m |  | 8 | 0
5 | 3 | 6 | 3 |  | iii) | Warranty Inspection |  | m |  | 7 | 0
5 | 3 | 7 | 0 |  | g) | 750mm |  | m |  |  | 0
5 | 3 | 7 | 1 |  | i) | Pre-lining Inspection |  | m |  | 10 | 0
5 | 3 | 7 | 2 |  | ii) | Post Lining Inspection |  | m |  | 8 | 0
5 | 3 | 7 | 3 |  | iii) | Warranty Inspection |  | m |  | 7 | 0
5 | 3 | 8 | 0 |  | h) | 900mm |  | m |  |  | 0
5 | 3 | 8 | 1 |  | i) | Pre-lining Inspection |  | m |  | 10 | 0
5 | 3 | 8 | 2 |  | ii) | Post Lining Inspection |  | m |  | 8 | 0
5 | 3 | 8 | 3 |  | iii) | Warranty Inspection |  | m |  | 7 | 0
5 | 3 | 9 | 0 |  | i) | 900mm X 600mm |  | m |  |  | 0
5 | 3 | 9 | 1 |  | i) | Pre-lining Inspection |  | m |  | 10 | 0
5 | 3 | 9 | 2 |  | ii) | Post Lining Inspection |  | m |  | 8 | 0
5 | 3 | 9 | 3 |  | iii) | Warranty Inspection |  | m |  | 7 | 0
5 | 3 | 10 | 0 |  | j) | 1200mm X 900mm |  | m |  |  | 0
5 | 3 | 10 | 1 |  | i) | Pre-lining Inspection |  | m |  | 10 | 0
5 | 3 | 10 | 2 |  | ii) | Post Lining Inspection |  | m |  | 8 | 0
5 | 3 | 10 | 3 |  | iii) | Warranty Inspection |  | m |  | 7 | 0
5 | 4 | 0 | 0 | E. | 4 | Flow Control | E__ |  |  |  | 0
5 | 4 | 1 | 0 |  | a) | 250mm |  | each |  | 1064 | 0
5 | 4 | 2 | 0 |  | b) | 300mm |  | each |  | 1232 | 0
5 | 4 | 3 | 0 |  | c) | 375mm |  | each |  | 2174 | 0
5 | 4 | 4 | 0 |  | d) | 450mm |  | each |  | 2300 | 0
5 | 4 | 5 | 0 |  | e) | 525mm |  | each |  | 2433 | 0
5 | 4 | 6 | 0 |  | f) | 600mm |  | each |  | 3283 | 0
5 | 4 | 7 | 0 |  | g) | 750mm |  | each |  | 5225 | 0
5 | 4 | 8 | 0 |  | h) | 900mm |  | each |  | 5413 | 0
5 | 4 | 9 | 0 |  | i) | 900mm X 600mm |  | each |  | 6000 | 0
5 | 4 | 10 | 0 |  | j) | 1200mm X 900mm |  | each |  | 6935 | 0
5 | 5 | 0 | 0 | E. | 5 | Rehabilitation of combined sewer by cipp lining | E__ |  |  |  | 0
5 | 5 | 1 | 0 |  | a) | 250mm |  | m |  | 256 | 0
5 | 5 | 2 | 0 |  | b) | 300mm |  | m |  | 270 | 0
5 | 5 | 3 | 0 |  | c) | 375mm |  | m |  | 350 | 0
5 | 5 | 4 | 0 |  | d) | 450mm |  | m |  | 367 | 0
5 | 5 | 5 | 0 |  | e) | 525mm |  | m |  | 474 | 0
5 | 5 | 6 | 0 |  | f) | 600mm |  | m |  | 506 | 0
5 | 5 | 7 | 0 |  | g) | 750mm |  | m |  | 664 | 0
5 | 5 | 8 | 0 |  | h) | 900mm |  | m |  | 788 | 0
5 | 5 | 9 | 0 |  | i) | 900mm X 600mm |  | m |  | 839 | 0
5 | 5 | 10 | 0 |  | j) | 1200mm X 900mm |  | m |  | 1216 | 0
5 | 6 | 0 | 0 | E. | 6 | Reinstatement of sewer connection | E__ | each |  | 341 | 0
5 | 7 | 0 | 0 | E. | 7 | Manhole and Catchbasin Repair | E__ |  |  |  | 0
5 | 7 | 1 | 0 |  | a) | Supply and Install Manhole Rungs |  | each |  | 92 | 0
5 | 7 | 2 | 0 |  | b) | Supply and Install Frame and Cover |  | each |  | 951 | 0
5 | 7 | 3 | 0 |  | c) | Supply and Install Concrete Risers |  |  |  |  | 0
5 | 7 | 3 | 1 |  | i) | 750mm |  | vert. m |  | 1227 | 0
5 | 7 | 3 | 2 |  | ii) | 900mm |  | vert. m |  | 1490 | 0
5 | 7 | 4 | 0 |  | d) | Grout Manhole |  | vert. m |  | 893 | 0
5 | 7 | 5 | 0 |  | e) | Catchbasin Cleaning |  | each |  | 243 | 0
5 | 7 | 6 | 0 |  | f) | Grout Catchbasin |  | vert. m |  | 641 | 0
5 | 7 | 7 | 0 |  | g) | Supply and Install Catchbasin Hood |  | each |  | 291 | 0
5 | 7 | 8 | 0 |  | h) | Catchbasin Lead Renewal |  |  |  |  | 0
5 | 7 | 8 | 1 |  | i) | 250mm |  | m |  | 425 | 0
5 | 7 | 9 | 0 |  | i) | Reconnection of Existing Catchbasins |  | each |  | 670 | 0
5 | 8 | 0 | 0 | E. | 8 | External Sewer Repair | E__ |  |  |  | 0
5 | 8 | 1 | 0 |  | a) | 250mm |  |  |  |  | 0
5 | 8 | 1 | 1 |  | i) | Up to 3.0 metres |  | each |  | 4989 | 0
5 | 8 | 1 | 2 |  | ii) | In Excess of 3.0 metres |  | m |  | 591 | 0
5 | 8 | 2 | 0 |  | b) | 300mm |  |  |  |  | 0
5 | 8 | 2 | 1 |  | i) | Up to 3.0 metres |  | each |  | 6355 | 0
5 | 8 | 2 | 2 |  | ii) | In Excess of 3.0 metres |  | m |  | 945 | 0
5 | 8 | 3 | 0 |  | c) | 375mm |  |  |  |  | 0
5 | 8 | 3 | 1 |  | i) | Up to 3.0 metres |  | each |  | 6692 | 0
5 | 8 | 3 | 2 |  | ii) | In Excess of 3.0 metres |  | m |  | 1198 | 0
5 | 8 | 4 | 0 |  | d) | 450mm |  |  |  |  | 0
5 | 8 | 4 | 1 |  | i) | Up to 3.0 metres |  | each |  | 6943 | 0
5 | 8 | 4 | 2 |  | ii) | In Excess of 3.0 metres |  | m |  | 1235 | 0
5 | 8 | 5 | 0 |  | e) | 525mm |  |  |  |  | 0
5 | 8 | 5 | 1 |  | i) | Up to 3.0 metres |  | each |  | 7909 | 0
5 | 8 | 5 | 2 |  | ii) | In Excess of 3.0 metres |  | m |  | 1400 | 0
5 | 8 | 6 | 0 |  | f) | 600mm |  |  |  |  | 0
5 | 8 | 6 | 1 |  | i) | Up to 3.0 metres |  | each |  | 8517 | 0
5 | 8 | 6 | 2 |  | ii) | In Excess of 3.0 metres |  | m |  | 1500 | 0
5 | 8 | 7 | 0 |  | g) | 750mm |  |  |  |  | 0
5 | 8 | 7 | 1 |  | i) | Up to 3.0 metres |  | each |  | 9734 | 0
5 | 8 | 7 | 2 |  | ii) | In Excess of 3.0 metres |  | m |  | 1854 | 0
5 | 8 | 8 | 0 |  | h) | 900mm |  |  |  |  | 0
5 | 8 | 8 | 1 |  | i) | Up to 3.0 metres |  | each |  | 11194 | 0
5 | 8 | 8 | 2 |  | ii) | In Excess of 3.0 metres |  | m |  | 2409 | 0
5 | 9 | 0 | 0 | E. | 9 | Internal Host Pipe Repairs | E__ |  |  |  | 0
5 | 9 | 1 | 0 |  | a) | Removal of solid debris |  |  |  |  | 0
5 | 9 | 1 | 1 |  | i) | at services or joints |  | each |  | 306 | 0
5 | 9 | 1 | 2 |  | ii) | along pipe 3m or less |  | each |  | 465 | 0
5 | 9 | 1 | 3 |  | iii) | along pipe additional metres |  | m |  | 276 | 0
5 | 9 | 2 | 0 |  | b) | Removal of Intruding Connections |  | each |  | 509 | 0
5 | 9 | 3 | 0 |  | c) | Grout Holes and Voids |  |  |  |  | 0
5 | 9 | 3 | 1 |  | i) | 250mm host pipe |  | each |  | 870.01 | 0
5 | 9 | 3 | 2 |  | ii) | 300mm host pipe |  | each |  | 870.01 | 0
5 | 9 | 3 | 3 |  | iii) | 375mm host pipe |  | each |  | 870.01 | 0
5 | 9 | 3 | 4 |  | iv) | 450mm host pipe |  | each |  | 870.01 | 0
5 | 9 | 3 | 5 |  | v) | 525mm host pipe |  | each |  | 870.01 | 0
5 | 9 | 3 | 6 |  | vi) | 600mm host pipe |  | each |  | 870.01 | 0
5 | 9 | 3 | 7 |  | vii) | 750mm host pipe |  | each |  | 870.01 | 0
5 | 9 | 3 | 8 |  | viii) | 900mm host pipe |  | each |  | 870.01 | 0
5 | 9 | 4 | 0 |  | d) | Sewer Service Grouting |  |  |  |  | 0
5 | 9 | 4 | 1 |  | i) | non man entry < 750mm host pipe |  | each |  | 2546 | 0
5 | 9 | 4 | 2 |  | ii) | man entry > 750mm host pipe |  | each |  | 654 | 0
5 | 10 | 0 | 0 | E. | 10 | Combined Sewers Internal Point Repairs by CIPP Methods | E__ |  |  |  | 0
5 | 10 | 1 | 0 |  | a) | 250mm |  |  |  |  | 0
5 | 10 | 1 | 1 |  | i) | Up to 3.0 metres |  | each |  | 4075 | 0
5 | 10 | 1 | 2 |  | ii) | In Excess of 3.0 metres |  | m |  | 608 | 0
5 | 10 | 2 | 0 |  | b) | 300mm |  |  |  |  | 0
5 | 10 | 2 | 1 |  | i) | Up to 3.0 metres |  | each |  | 4544 | 0
5 | 10 | 2 | 2 |  | ii) | In Excess of 3.0 metres |  | m |  | 1095 | 0
5 | 10 | 3 | 0 |  | c) | 375mm |  |  |  |  | 0
5 | 10 | 3 | 1 |  | i) | Up to 3.0 metres |  | each |  | 5045 | 0
5 | 10 | 3 | 2 |  | ii) | In Excess of 3.0 metres |  | m |  | 1254 | 0
5 | 10 | 4 | 0 |  | d) | 450mm |  |  |  |  | 0
5 | 10 | 4 | 1 |  | i) | Up to 3.0 metres |  | each |  | 5905 | 0
5 | 10 | 4 | 2 |  | ii) | In Excess of 3.0 metres |  | m |  | 1581 | 0
5 | 10 | 5 | 0 |  | e) | 525mm |  |  |  |  | 0
5 | 10 | 5 | 1 |  | i) | Up to 3.0 metres |  | each |  | 7909 | 0
5 | 10 | 5 | 2 |  | ii) | In Excess of 3.0 metres |  | m |  | 1825 | 0
5 | 10 | 6 | 0 |  | f) | 600mm |  |  |  |  | 0
5 | 10 | 6 | 1 |  | i) | Up to 3.0 metres |  | each |  | 8190 | 0
5 | 10 | 6 | 2 |  | ii) | In Excess of 3.0 metres |  | m |  | 1872 | 0
5 | 10 | 7 | 0 |  | g) | 750mm |  |  |  |  | 0
5 | 10 | 7 | 1 |  | i) | Up to 3.0 metres |  | each |  | 9360 | 0
5 | 10 | 7 | 2 |  | ii) | In Excess of 3.0 metres |  | m |  | 2106 | 0
5 | 10 | 8 | 0 |  | h) | 900mm |  |  |  |  | 0
5 | 10 | 8 | 1 |  | i) | Up to 3.0 metres |  | each |  | 10764 | 0
5 | 10 | 8 | 2 |  | ii) | In Excess of 3.0 metres |  | m |  | 2316 | 0
Note on G2: If you need to insert a blank line in your "form B" insert this line and delete text "spacer line"
Note on G3: Title line, overwrite any title you wish I.e. "Plessis Rd."
Note on G21: Title line, overwrite any title you wish I.e. "Plessis Rd."
Note on G595: Title line, overwrite any title you wish I.e. "Plessis Rd."
Note on G617: nclinch:
Note on G618: nclinch:
Note on G619: Title line, overwrite any title you wish I.e. "Plessis Rd."
Note on K373: nclinch:Average price for all renewals, if pipe is deep or shallow adjust price accordingly
Note on K374: nclinch:Average price for all renewals, if pipe is deep or shallow adjust price accordingly
Note on K375: nclinch:Average price for all renewals, if pipe is deep or shallow adjust price accordingly
Note on K376: nclinch:Average price for all renewals, if pipe is deep or shallow adjust price accordingly
Note on K377: nclinch:Average price for all renewals, if pipe is deep or shallow adjust price accordingly
Note on K379: nclinch:Average price for all renewals, if pipe is deep or shallow adjust price accordingly
Note on K380: nclinch:Average price for all renewals, if pipe is deep or shallow adjust price accordingly
Note on K381: nclinch:Average price for all renewals, if pipe is deep or shallow adjust price accordingly
Note on K382: nclinch:Average price for all renewals, if pipe is deep or shallow adjust price accordingly
Note on K383: nclinch:Average price for all renewals, if pipe is deep or shallow adjust price accordingly
Note on K385: nclinch:Average price for all renewals, if pipe is deep or shallow adjust price accordingly
Note on K386: nclinch:Average price for all renewals, if pipe is deep or shallow adjust price accordingly
Note on K387: nclinch:Average price for all renewals, if pipe is deep or shallow adjust price accordingly
Note on K388: nclinch:Average price for all renewals, if pipe is deep or shallow adjust price accordingly
Note on K389: nclinch:Average price for all renewals, if pipe is deep or shallow adjust price accordingly
Note on K391: nclinch:Average price for all renewals, if pipe is deep or shallow adjust price accordingly
Note on K392: nclinch:Average price for all renewals, if pipe is deep or shallow adjust price accordingly
Note on K393: nclinch:Average price for all renewals, if pipe is deep or shallow adjust price accordingly
Note on K394: nclinch:Average price for all renewals, if pipe is deep or shallow adjust price accordingly
Note on K395: nclinch:Average price for all renewals, if pipe is deep or shallow adjust price accordingly
Note on K397: nclinch:Average price for all renewals, if pipe is deep or shallow adjust price accordingly
Note on K398: nclinch:Average price for all renewals, if pipe is deep or shallow adjust price accordingly
Note on K399: nclinch:Average price for all renewals, if pipe is deep or shallow adjust price accordingly
Note on K400: nclinch:Average price for all renewals, if pipe is deep or shallow adjust price accordingly
Note on K401: nclinch:Average price for all renewals, if pipe is deep or shallow adjust price accordingly
Note on K403: nclinch:Average price for all renewals, if pipe is deep or shallow adjust price accordingly
Note on K404: nclinch:Average price for all renewals, if pipe is deep or shallow adjust price accordingly
Note on K405: nclinch:Average price for all renewals, if pipe is deep or shallow adjust price accordingly
Note on K406: nclinch:Average price for all renewals, if pipe is deep or shallow adjust price accordingly
Note on K407: nclinch:Average price for all renewals, if pipe is deep or shallow adjust price accordingly
Note on K409: nclinch:Average price for all renewals, if pipe is deep or shallow adjust price accordingly
Note on K410: nclinch:Average price for all renewals, if pipe is deep or shallow adjust price accordingly
Note on K411: nclinch:Average price for all renewals, if pipe is deep or shallow adjust price accordingly
Note on K412: nclinch:Average price for all renewals, if pipe is deep or shallow adjust price accordingly
Note on K413: nclinch:Average price for all renewals, if pipe is deep or shallow adjust price accordingly
Note on K415: nclinch:Average price for all renewals, if pipe is deep or shallow adjust price accordingly
Note on K416: nclinch:Average price for all renewals, if pipe is deep or shallow adjust price accordingly
Note on K417: nclinch:Average price for all renewals, if pipe is deep or shallow adjust price accordingly
Note on K418: nclinch:Average price for all renewals, if pipe is deep or shallow adjust price accordingly
Note on K419: nclinch:Average price for all renewals, if pipe is deep or shallow adjust price accordingly

## Numbering
0 | a) | i) | A. | A
1 | a) | i) | A. | A
2 | b) | ii) | B. | B
3 | c) | iii) | C. | C
4 | d) | iv) | D. | D
5 | e) | v) | E. | E
6 | f) | vi) | F. | F
7 | g) | vii) | G. | G
8 | h) | viii) | H. | H
9 | i) | ix) | I. | I
10 | j) | x) | J. | J
11 | k) | xi) | K. | K
12 | l) | xii) | L. | L
13 | m) | xiii) | M. | M
14 | n) | xiv) | N. | N
15 | o) | xv) | O. | O
16 | p) | xvi) | P. | P
17 | q) | xvii) | Q. | Q
18 | r) | xviii) | R. | R
19 | s) | xix) | S. | S
20 | t) | i) | T. | T
21 | u) | ii) | U. | U
22 | v) | iii) | V. | V
23 | w) | iv) | W. | W
24 | x) | v) | X. | X
25 | y) | vi) | Y. | Y
26 | z) | vii) | Z. | Z
27 | aa) |  | AA. | AA
28 | ab) |  | AB. | AB
29 | ac) |  | AC. | AC
30 | aa) |  | AD. | AD
31 | aa) |  | AE. | AE
32 | aa) |  | AF. | AF
33 | aa) |  | AG. | AG
34 | aa) |  | AH. | AH

## extra
FORM B: PRICES
(SEE B9)
2008 SEWER REHABILITATION BY CIPP LINING - CONTRACT 14
UNIT PRICES
|  |  |  | ITEM |  | DESCRIPTION | SPEC. | UNIT | APPROX. | UNIT | AMOUNT |  | 2006 |  | 2007
0 | 0 | 0 | 0 |  |  |  | REF. |  | QUANTITY | PRICE |  |  |  | multiplier | 0.79
0 | 1 | 0 | 0 | A. |  | Mobilization and Demobilization | E2 | each | 1 | 41475 | 41475 |  | 52500 |  | 41475
[10 empty] | Subtotal: | 41475
2 | 0 | 0 | 0 | B |  | Bancroft By N. Leg (Asset No. MA20000626) - MH @ Bancroft By E Leg (Asset No. MH20000646) to MH @ Bancroft By W Leg (Asset No. MH20000550) |  |  |  |  | 0
2 | 1 | 0 | 0 | B. | 1 | Sewer Cleaning | E2 & CW 2140 |  |  | 0 | 0 |  |  |  | 0
2 | 1 | 1 | 0 |  | a) | 200mm |  |  |  | 0 | 0 |  | 0 |  | 0
2 | 1 | 1 | 1 |  | i) | Pre-lining Cleaning |  | m | 0 | 8 | 0 |  | 10 |  | 8
2 | 1 | 1 | 2 |  | ii) | Warranty Cleaning |  | m | 0 | 7 | 0 |  | 8 |  | 7
2 | 2 | 0 | 0 | B. | 2 | Sewer Inspection | E2 & CW 2145 |  |  | 0 | 0 |  | 0 |  | 0
2 | 2 | 1 | 0 |  | a) | 200mm |  |  |  | 0 | 0 |  | 0 |  | 0
2 | 2 | 1 | 1 |  | i) | Pre-lining Inspection |  | m | 0 | 8 | 0 |  | 10 |  | 8
2 | 2 | 1 | 2 |  | ii) | Post Lining Inspection |  | m | 0 | 8 | 0 |  | 10 |  | 8
2 | 2 | 1 | 3 |  | iii) | Warranty Inspection |  | m | 0 | 8 | 0 |  | 10 |  | 8
2 | 3 | 0 | 0 | B. | 3 | Remove Intruding Sewer Services | E2 | each | 0 | 399 | 0 |  | 504 |  | 399
2 | 4 | 0 | 0 | B. | 4 | Solid Debris Cutting | CW 2140 |  |  | 0 | 0 |  | 0 |  | 0
2 | 4 | 1 | 0 |  | a) | First 3 metres |  | each | 0 | 374 | 0 |  | 473 |  | 374
2 | 4 | 2 | 0 |  | b) | At Joints and Services |  | each | 0 | 249 | 0 |  | 315 |  | 249
2 | 5 | 0 | 0 | B. | 5 | Flow Control | E2 | each | 0 | 1121 | 0 |  | 1418 |  | 1121
2 | 6 | 0 | 0 | B. | 6 | Full Segment CIPP | E2 |  |  | 0 | 0 |  | 0 |  | 0
2 | 6 | 1 | 0 |  | a) | 200mm |  | m | 0 | 0 | 0 |  | 210 |  | 166
2 | 7 | 0 | 0 | B. | 7 | Reinstatement of Sewer Services | E2 | each | 0 | 218 | 0 |  | 275 |  | 218
[10 empty] | Subtotal: | 0 |  |  |  | 0
3 | 0 | 0 | 0 | C |  | David St (Asset No. MA70011089) - MH @ Portage Av (Asset No. MH20004187) to 1st MH N of Portage Av (Asset No. MH20004186) |  |  |  |  | 0
3 | 1 | 0 | 0 | C. | 1 | Sewer Cleaning | E2 & CW 2140 |  |  | 0 | 0 |  |  |  | 0
3 | 1 | 1 | 0 |  | a) | 200mm |  |  |  | 0 | 0 |  | 0 |  | 0
3 | 1 | 1 | 1 |  | i) | Pre-lining Cleaning |  | m | 0 | 8 | 0 |  | 10 |  | 8
3 | 1 | 1 | 2 |  | ii) | Warranty Cleaning |  | m | 0 | 7 | 0 |  | 8 |  | 7
3 | 2 | 0 | 0 | C. | 2 | Sewer Inspection | E2 & CW 2145 |  |  | 0 | 0 |  | 0 |  | 0
3 | 2 | 1 | 0 |  | a) | 200mm |  |  |  | 0 | 0 |  | 0 |  | 0
3 | 2 | 1 | 1 |  | i) | Pre-lining Inspection |  | m | 0 | 8 | 0 |  | 10 |  | 8
3 | 2 | 1 | 2 |  | ii) | Post Lining Inspection |  | m | 0 | 8 | 0 |  | 10 |  | 8
3 | 2 | 1 | 3 |  | iii) | Warranty Inspection |  | m | 0 | 8 | 0 |  | 10 |  | 8
3 | 3 | 0 | 0 | C. | 3 | Remove Intruding Sewer Services | E2 | each | 0 | 399 | 0 |  | 504 |  | 399
3 | 4 | 0 | 0 | C. | 4 | Solid Debris Cutting | CW 2140 |  |  | 0 | 0 |  | 0 |  | 0
3 | 4 | 1 | 0 |  | a) | First 3 metres |  | each | 0 | 374 | 0 |  | 473 |  | 374
3 | 4 | 2 | 0 |  | b) | At Joints and Services |  | each | 0 | 249 | 0 |  | 315 |  | 249
3 | 5 | 0 | 0 | C. | 5 | Flow Control | E2 | each | 0 | 1121 | 0 |  | 1418 |  | 1121
3 | 6 | 0 | 0 | C. | 6 | Full Segment CIPP | E2 |  |  | 0 | 0 |  | 0 |  | 0
3 | 6 | 1 | 0 |  | a) | 200mm |  | m | 0 | 0 | 0 |  | 210 |  | 166
3 | 7 | 0 | 0 | C. | 7 | Reinstatement of Sewer Services | E2 | each | 0 | 218 | 0 |  | 275 |  | 218
[10 empty] | Subtotal: | 0 |  |  |  | 0
4 | 0 | 0 | 0 | D |  | David St (Asset No. MA20000976) - 1st MH S of Livinia Av (Asset No. MH20000871) to MH @ Livinia Av (Asset No. MH20000872) |  |  |  |  | 0
4 | 1 | 0 | 0 | D. | 1 | Sewer Cleaning | E2 & CW 2140 |  |  | 0 | 0 |  |  |  | 0
4 | 1 | 1 | 0 |  | a) | 200mm |  |  |  | 0 | 0 |  | 0 |  | 0
4 | 1 | 1 | 1 |  | i) | Pre-lining Cleaning |  | m | 0 | 8 | 0 |  | 10 |  | 8
4 | 1 | 1 | 2 |  | ii) | Warranty Cleaning |  | m | 0 | 7 | 0 |  | 8 |  | 7
4 | 2 | 0 | 0 | D. | 2 | Sewer Inspection | E2 & CW 2145 |  |  | 0 | 0 |  | 0 |  | 0
4 | 2 | 1 | 0 |  | a) | 200mm |  |  |  | 0 | 0 |  | 0 |  | 0
4 | 2 | 1 | 1 |  | i) | Pre-lining Inspection |  | m | 0 | 8 | 0 |  | 10 |  | 8
4 | 2 | 1 | 2 |  | ii) | Post Lining Inspection |  | m | 0 | 8 | 0 |  | 10 |  | 8
4 | 2 | 1 | 3 |  | iii) | Warranty Inspection |  | m | 0 | 8 | 0 |  | 10 |  | 8
4 | 3 | 0 | 0 | D. | 3 | Remove Intruding Sewer Services | E2 | each | 0 | 399 | 0 |  | 504 |  | 399
4 | 4 | 0 | 0 | D. | 4 | Solid Debris Cutting | CW 2140 |  |  | 0 | 0 |  | 0 |  | 0
4 | 4 | 1 | 0 |  | a) | First 3 metres |  | each | 0 | 374 | 0 |  | 473 |  | 374
4 | 4 | 2 | 0 |  | b) | At Joints and Services |  | each | 0 | 249 | 0 |  | 315 |  | 249
4 | 5 | 0 | 0 | D. | 5 | Flow Control | E2 | each | 0 | 1121 | 0 |  | 1418 |  | 1121
4 | 6 | 0 | 0 | D. | 6 | Full Segment CIPP | E2 |  |  | 0 | 0 |  | 0 |  | 0
4 | 6 | 1 | 0 |  | a) | 200mm |  | m | 0 | 0 | 0 |  | 210 |  | 166
4 | 7 | 0 | 0 | D. | 7 | Reinstatement of Sewer Services | E2 | each | 0 | 218 | 0 |  | 275 |  | 218
[10 empty] | Subtotal: | 0 |  |  |  | 0
5 | 0 | 0 | 0 | E |  | David St (Asset No. MA20000977) - 1st MH N of Livinia Av (Asset No. MH20000925) to MH @ Livinia Av (Asset No. MH20000872) |  |  |  |  | 0
5 | 1 | 0 | 0 | E. | 1 | Sewer Cleaning | E2 & CW 2140 |  |  | 0 | 0 |  |  |  | 0
5 | 1 | 1 | 0 |  | a) | 250mm |  |  |  | 0 | 0 |  | 0 |  | 0
5 | 1 | 1 | 1 |  | i) | Pre-lining Cleaning |  | m | 0 | 8 | 0 |  | 10 |  | 8
5 | 1 | 1 | 2 |  | ii) | Warranty Cleaning |  | m | 0 | 7 | 0 |  | 8 |  | 7
5 | 2 | 0 | 0 | E. | 2 | Sewer Inspection | E2 & CW 2145 |  |  | 0 | 0 |  | 0 |  | 0
5 | 2 | 1 | 0 |  | a) | 250mm |  |  |  | 0 | 0 |  | 0 |  | 0
5 | 2 | 1 | 1 |  | i) | Pre-lining Inspection |  | m | 0 | 8 | 0 |  | 10 |  | 8
5 | 2 | 1 | 2 |  | ii) | Post Lining Inspection |  | m | 0 | 8 | 0 |  | 10 |  | 8
5 | 2 | 1 | 3 |  | iii) | Warranty Inspection |  | m | 0 | 8 | 0 |  | 10 |  | 8
5 | 3 | 0 | 0 | E. | 3 | Remove Intruding Sewer Services | E2 | each | 0 | 399 | 0 |  | 504 |  | 399
5 | 4 | 0 | 0 | E. | 4 | Solid Debris Cutting | CW 2140 |  |  | 0 | 0 |  | 0 |  | 0
5 | 4 | 1 | 0 |  | a) | First 3 metres |  | each | 0 | 374 | 0 |  | 473 |  | 374
5 | 4 | 2 | 0 |  | b) | At Joints and Services |  | each | 0 | 249 | 0 |  | 315 |  | 249
5 | 5 | 0 | 0 | E. | 5 | Flow Control | E2 | each | 0 | 1121 | 0 |  | 1418 |  | 1121
5 | 6 | 0 | 0 | E. | 6 | Full Segment CIPP | E2 |  |  | 0 | 0 |  | 0 |  | 0
5 | 6 | 1 | 0 |  | a) | 250mm |  | m | 0 | 0 | 0 |  | 210 |  | 166
5 | 7 | 0 | 0 | E. | 7 | Reinstatement of Sewer Services | E2 | each | 0 | 218 | 0 |  | 275 |  | 218
[10 empty] | Subtotal: | 0 |  |  |  | 0
6 | 0 | 0 | 0 | F |  | Dundurand Av (Asset No. MA2004938) - MH @ St. Charles St (Asset No. MH20004548) to MH @ Isbister St (Asset No. MH20004549) |  |  |  |  | 0
6 | 1 | 0 | 0 | F. | 1 | Sewer Cleaning | E2 & CW 2140 |  |  | 0 | 0 |  |  |  | 0
6 | 1 | 1 | 0 |  | a) | 250mm |  |  |  | 0 | 0 |  | 0 |  | 0
6 | 1 | 1 | 1 |  | i) | Pre-lining Cleaning |  | m | 0 | 8 | 0 |  | 10 |  | 8
6 | 1 | 1 | 2 |  | ii) | Warranty Cleaning |  | m | 0 | 7 | 0 |  | 8 |  | 7
6 | 2 | 0 | 0 | F. | 2 | Sewer Inspection | E2 & CW 2145 |  |  | 0 | 0 |  | 0 |  | 0
6 | 2 | 1 | 0 |  | a) | 250mm |  |  |  | 0 | 0 |  | 0 |  | 0
6 | 2 | 1 | 1 |  | i) | Pre-lining Inspection |  | m | 0 | 8 | 0 |  | 10 |  | 8
6 | 2 | 1 | 2 |  | ii) | Post Lining Inspection |  | m | 0 | 8 | 0 |  | 10 |  | 8
6 | 2 | 1 | 3 |  | iii) | Warranty Inspection |  | m | 0 | 8 | 0 |  | 10 |  | 8
6 | 3 | 0 | 0 | F. | 3 | Remove Intruding Sewer Services | E2 | each | 0 | 399 | 0 |  | 504 |  | 399
6 | 4 | 0 | 0 | F. | 4 | Solid Debris Cutting | CW 2140 |  |  | 0 | 0 |  | 0 |  | 0
6 | 4 | 1 | 0 |  | a) | First 3 metres |  | each | 0 | 374 | 0 |  | 473 |  | 374
6 | 4 | 2 | 0 |  | b) | At Joints and Services |  | each | 0 | 249 | 0 |  | 315 |  | 249
6 | 5 | 0 | 0 | F. | 5 | Flow Control | E2 | each | 0 | 1121 | 0 |  | 1418 |  | 1121
6 | 6 | 0 | 0 | F. | 6 | Full Segment CIPP | E2 |  |  | 0 | 0 |  | 0 |  | 0
6 | 6 | 1 | 0 |  | a) | 250mm |  | m | 0 | 166 | 0 |  | 210 |  | 166
6 | 7 | 0 | 0 | F. | 7 | Reinstatement of Sewer Services | E2 | each | 0 | 218 | 0 |  | 275 |  | 218
[10 empty] | Subtotal: | 0 |  |  |  | 0
7 | 0 | 0 | 0 | G |  | Golf Blvd (Asset No. MA2003593) - 1st MH S of McBey Av (Asset No. MH20003301) to MH @ McBey Av (Asset No. MH20003334) |  |  |  |  | 0
7 | 1 | 0 | 0 | G. | 1 | Sewer Cleaning | E2 & CW 2140 |  |  | 0 | 0 |  |  |  | 0
7 | 1 | 1 | 0 |  | a) | 250mm |  |  |  | 0 | 0 |  | 0 |  | 0
7 | 1 | 1 | 1 |  | i) | Pre-lining Cleaning |  | m | 0 | 8 | 0 |  | 10 |  | 8
7 | 1 | 1 | 2 |  | ii) | Warranty Cleaning |  | m | 0 | 7 | 0 |  | 8 |  | 7
7 | 2 | 0 | 0 | G. | 2 | Sewer Inspection | E2 & CW 2145 |  |  | 0 | 0 |  | 0 |  | 0
7 | 2 | 1 | 0 |  | a) | 250mm |  |  |  | 0 | 0 |  | 0 |  | 0
7 | 2 | 1 | 1 |  | i) | Pre-lining Inspection |  | m | 0 | 8 | 0 |  | 10 |  | 8
7 | 2 | 1 | 2 |  | ii) | Post Lining Inspection |  | m | 0 | 8 | 0 |  | 10 |  | 8
7 | 2 | 1 | 3 |  | iii) | Warranty Inspection |  | m | 0 | 8 | 0 |  | 10 |  | 8
7 | 3 | 0 | 0 | G. | 3 | Remove Intruding Sewer Services | E2 | each | 0 | 399 | 0 |  | 504 |  | 399
7 | 4 | 0 | 0 | G. | 4 | Solid Debris Cutting | CW 2140 |  |  | 0 | 0 |  | 0 |  | 0
7 | 4 | 1 | 0 |  | a) | First 3 metres |  | each | 0 | 374 | 0 |  | 473 |  | 374
7 | 4 | 2 | 0 |  | b) | At Joints and Services |  | each | 0 | 249 | 0 |  | 315 |  | 249
7 | 5 | 0 | 0 | G. | 5 | Flow Control | E2 | each | 0 | 1121 | 0 |  | 1418 |  | 1121
7 | 6 | 0 | 0 | G. | 6 | Full Segment CIPP | E2 |  |  | 0 | 0 |  | 0 |  | 0
7 | 6 | 1 | 0 |  | a) | 250mm |  | m | 0 | 166 | 0 |  | 210 |  | 166
7 | 7 | 0 | 0 | G. | 7 | Reinstatement of Sewer Services | E2 | each | 0 | 218 | 0 |  | 275 |  | 218
[10 empty] | Subtotal: | 0 |  |  |  | 0
8 | 0 | 0 | 0 | H |  | Hillary Cr (W Leg) (Asset No. MA2000631) - MH @ Hillary By (Asset No. MH20000554) to 1st MH S of Hillary Cr (N Leg) (Asset No. MH20000555) |  |  |  |  | 0
8 | 1 | 0 | 0 | H. | 1 | Sewer Cleaning | E2 & CW 2140 |  |  | 0 | 0 |  |  |  | 0
8 | 1 | 1 | 0 |  | a) | 250mm |  |  |  | 0 | 0 |  | 0 |  | 0
8 | 1 | 1 | 1 |  | i) | Pre-lining Cleaning |  | m | 0 | 8 | 0 |  | 10 |  | 8
8 | 1 | 1 | 2 |  | ii) | Warranty Cleaning |  | m | 0 | 7 | 0 |  | 8 |  | 7
8 | 2 | 0 | 0 | H. | 2 | Sewer Inspection | E2 & CW 2145 |  |  | 0 | 0 |  | 0 |  | 0
8 | 2 | 1 | 0 |  | a) | 250mm |  |  |  | 0 | 0 |  | 0 |  | 0
8 | 2 | 1 | 1 |  | i) | Pre-lining Inspection |  | m | 0 | 8 | 0 |  | 10 |  | 8
8 | 2 | 1 | 2 |  | ii) | Post Lining Inspection |  | m | 0 | 8 | 0 |  | 10 |  | 8
8 | 2 | 1 | 3 |  | iii) | Warranty Inspection |  | m | 0 | 8 | 0 |  | 10 |  | 8
8 | 3 | 0 | 0 | H. | 3 | Remove Intruding Sewer Services | E2 | each | 0 | 399 | 0 |  | 504 |  | 399
8 | 4 | 0 | 0 | H. | 4 | Solid Debris Cutting | CW 2140 |  |  | 0 | 0 |  | 0 |  | 0
8 | 4 | 1 | 0 |  | a) | First 3 metres |  | each | 0 | 374 | 0 |  | 473 |  | 374
8 | 4 | 2 | 0 |  | b) | At Joints and Services |  | each | 0 | 249 | 0 |  | 315 |  | 249
8 | 5 | 0 | 0 | H. | 5 | Flow Control | E2 | each | 0 | 1121 | 0 |  | 1418 |  | 1121
8 | 6 | 0 | 0 | H. | 6 | Full Segment CIPP | E2 |  |  | 0 | 0 |  | 0 |  | 0
8 | 6 | 1 | 0 |  | a) | 250mm |  | m | 0 | 166 | 0 |  | 210 |  | 166
8 | 7 | 0 | 0 | H. | 7 | Reinstatement of Sewer Services | E2 | each | 0 | 218 | 0 |  | 275 |  | 218
[10 empty] | Subtotal: | 0 |  |  |  | 0
9 | 0 | 0 | 0 | I |  | Knox St (Asset No. MA20000919) - 1st MH S of Fairlane Av (Asset No. MH20000829) to 2nd MH S of Fairlane Av (Asset No. MH20000827) |  |  |  |  | 0
9 | 1 | 0 | 0 | I. | 1 | Sewer Cleaning | E2 & CW 2140 |  |  | 0 | 0 |  |  |  | 0
9 | 1 | 1 | 0 |  | a) | 250mm |  |  |  | 0 | 0 |  | 0 |  | 0
9 | 1 | 1 | 1 |  | i) | Pre-lining Cleaning |  | m | 0 | 8 | 0 |  | 10 |  | 8
9 | 1 | 1 | 2 |  | ii) | Warranty Cleaning |  | m | 0 | 7 | 0 |  | 8 |  | 7
9 | 2 | 0 | 0 | I. | 2 | Sewer Inspection | E2 & CW 2145 |  |  | 0 | 0 |  | 0 |  | 0
9 | 2 | 1 | 0 |  | a) | 250mm |  |  |  | 0 | 0 |  | 0 |  | 0
9 | 2 | 1 | 1 |  | i) | Pre-lining Inspection |  | m | 0 | 8 | 0 |  | 10 |  | 8
9 | 2 | 1 | 2 |  | ii) | Post Lining Inspection |  | m | 0 | 8 | 0 |  | 10 |  | 8
9 | 2 | 1 | 3 |  | iii) | Warranty Inspection |  | m | 0 | 8 | 0 |  | 10 |  | 8
9 | 3 | 0 | 0 | I. | 3 | Remove Intruding Sewer Services | E2 | each | 0 | 399 | 0 |  | 504 |  | 399
9 | 4 | 0 | 0 | I. | 4 | Solid Debris Cutting | CW 2140 |  |  | 0 | 0 |  | 0 |  | 0
9 | 4 | 1 | 0 |  | a) | First 3 metres |  | each | 0 | 374 | 0 |  | 473 |  | 374
9 | 4 | 2 | 0 |  | b) | At Joints and Services |  | each | 0 | 249 | 0 |  | 315 |  | 249
9 | 5 | 0 | 0 | I. | 5 | Flow Control | E2 | each | 0 | 1121 | 0 |  | 1418 |  | 1121
9 | 6 | 0 | 0 | I. | 6 | Full Segment CIPP | E2 |  |  | 0 | 0 |  | 0 |  | 0
9 | 6 | 1 | 0 |  | a) | 250mm |  | m | 0 | 166 | 0 |  | 210 |  | 166
9 | 7 | 0 | 0 | I. | 7 | Reinstatement of Sewer Services | E2 | each | 0 | 218 | 0 |  | 275 |  | 218
[10 empty] | Subtotal: | 0 |  |  |  | 0
10 | 0 | 0 | 0 | J |  | Knox St (Asset No. MA20000918) - MH @ Fairlane Av (Asset No. MH20000828) to 1st MH S of Fairlane Av (Asset No. MH20000829) |  |  |  |  | 0
10 | 1 | 0 | 0 | J. | 1 | Sewer Cleaning | E2 & CW 2140 |  |  | 0 | 0 |  |  |  | 0
10 | 1 | 1 | 0 |  | a) | 250mm |  |  |  | 0 | 0 |  | 0 |  | 0
10 | 1 | 1 | 1 |  | i) | Pre-lining Cleaning |  | m | 0 | 8 | 0 |  | 10 |  | 8
10 | 1 | 1 | 2 |  | ii) | Warranty Cleaning |  | m | 0 | 7 | 0 |  | 8 |  | 7
10 | 2 | 0 | 0 | J. | 2 | Sewer Inspection | E2 & CW 2145 |  |  | 0 | 0 |  | 0 |  | 0
10 | 2 | 1 | 0 |  | a) | 250mm |  |  |  | 0 | 0 |  | 0 |  | 0
10 | 2 | 1 | 1 |  | i) | Pre-lining Inspection |  | m | 0 | 8 | 0 |  | 10 |  | 8
10 | 2 | 1 | 2 |  | ii) | Post Lining Inspection |  | m | 0 | 8 | 0 |  | 10 |  | 8
10 | 2 | 1 | 3 |  | iii) | Warranty Inspection |  | m | 0 | 8 | 0 |  | 10 |  | 8
10 | 3 | 0 | 0 | J. | 3 | Remove Intruding Sewer Services | E2 | each | 0 | 399 | 0 |  | 504 |  | 399
10 | 4 | 0 | 0 | J. | 4 | Solid Debris Cutting | CW 2140 |  |  | 0 | 0 |  | 0 |  | 0
10 | 4 | 1 | 0 |  | a) | First 3 metres |  | each | 0 | 374 | 0 |  | 473 |  | 374
10 | 4 | 2 | 0 |  | b) | At Joints and Services |  | each | 0 | 249 | 0 |  | 315 |  | 249
10 | 5 | 0 | 0 | J. | 5 | Flow Control | E2 | each | 0 | 1121 | 0 |  | 1418 |  | 1121
10 | 6 | 0 | 0 | J. | 6 | Full Segment CIPP | E2 |  |  | 0 | 0 |  | 0 |  | 0
10 | 6 | 1 | 0 |  | a) | 250mm |  | m | 0 | 166 | 0 |  | 210 |  | 166
10 | 7 | 0 | 0 | J. | 7 | Reinstatement of Sewer Services | E2 | each | 0 | 218 | 0 |  | 275 |  | 218
[10 empty] | Subtotal: | 0 |  |  |  | 0
11 | 0 | 0 | 0 | K |  | Laxdal Rd (Asset No. MA60003443) - MH @ Roblin Blvd (Asset No. MH60002517) to 1st MH S of Roblin Blvd (Asset No. MH60002500) |  |  |  |  | 0
11 | 1 | 0 | 0 | K. | 1 | Sewer Cleaning | E2 & CW 2140 |  |  | 0 | 0 |  |  |  | 0
11 | 1 | 1 | 0 |  | a) | 250mm |  |  |  | 0 | 0 |  | 0 |  | 0
11 | 1 | 1 | 1 |  | i) | Pre-lining Cleaning |  | m | 0 | 8 | 0 |  | 10 |  | 8
11 | 1 | 1 | 2 |  | ii) | Warranty Cleaning |  | m | 0 | 7 | 0 |  | 8 |  | 7
11 | 2 | 0 | 0 | K. | 2 | Sewer Inspection | E2 & CW 2145 |  |  | 0 | 0 |  | 0 |  | 0
11 | 2 | 1 | 0 |  | a) | 250mm |  |  |  | 0 | 0 |  | 0 |  | 0
11 | 2 | 1 | 1 |  | i) | Pre-lining Inspection |  | m | 0 | 8 | 0 |  | 10 |  | 8
11 | 2 | 1 | 2 |  | ii) | Post Lining Inspection |  | m | 0 | 8 | 0 |  | 10 |  | 8
11 | 2 | 1 | 3 |  | iii) | Warranty Inspection |  | m | 0 | 8 | 0 |  | 10 |  | 8
11 | 3 | 0 | 0 | K. | 3 | Remove Intruding Sewer Services | E2 | each | 0 | 399 | 0 |  | 504 |  | 399
11 | 4 | 0 | 0 | K. | 4 | Solid Debris Cutting | CW 2140 |  |  | 0 | 0 |  | 0 |  | 0
11 | 4 | 1 | 0 |  | a) | First 3 metres |  | each | 0 | 374 | 0 |  | 473 |  | 374
11 | 4 | 2 | 0 |  | b) | At Joints and Services |  | each | 0 | 249 | 0 |  | 315 |  | 249
11 | 5 | 0 | 0 | K. | 5 | Flow Control | E2 | each | 0 | 1121 | 0 |  | 1418 |  | 1121
11 | 6 | 0 | 0 | K. | 6 | Full Segment CIPP | E2 |  |  | 0 | 0 |  | 0 |  | 0
11 | 6 | 1 | 0 |  | a) | 250mm |  | m | 0 | 166 | 0 |  | 210 |  | 166
11 | 7 | 0 | 0 | K. | 7 | Reinstatement of Sewer Services | E2 | each | 0 | 218 | 0 |  | 275 |  | 218
[10 empty] | Subtotal: | 0 |  |  |  | 0
12 | 0 | 0 | 0 | L |  | Livinia Av (Asset No. MA20001425) - MH @ Isbister St (Asset No. MH20001279) to MH @ Stewart St (Asset No. MH20001392) |  |  |  |  | 0
12 | 1 | 0 | 0 | L. | 1 | Sewer Cleaning | E2 & CW 2140 |  |  | 0 | 0 |  |  |  | 0
12 | 1 | 1 | 0 |  | a) | 250mm |  |  |  | 0 | 0 |  | 0 |  | 0
12 | 1 | 1 | 1 |  | i) | Pre-lining Cleaning |  | m | 0 | 8 | 0 |  | 10 |  | 8
12 | 1 | 1 | 2 |  | ii) | Warranty Cleaning |  | m | 0 | 7 | 0 |  | 8 |  | 7
12 | 2 | 0 | 0 | L. | 2 | Sewer Inspection | E2 & CW 2145 |  |  | 0 | 0 |  | 0 |  | 0
12 | 2 | 1 | 0 |  | a) | 250mm |  |  |  | 0 | 0 |  | 0 |  | 0
12 | 2 | 1 | 1 |  | i) | Pre-lining Inspection |  | m | 0 | 8 | 0 |  | 10 |  | 8
12 | 2 | 1 | 2 |  | ii) | Post Lining Inspection |  | m | 0 | 8 | 0 |  | 10 |  | 8
12 | 2 | 1 | 3 |  | iii) | Warranty Inspection |  | m | 0 | 8 | 0 |  | 10 |  | 8
12 | 3 | 0 | 0 | L. | 3 | Remove Intruding Sewer Services | E2 | each | 0 | 399 | 0 |  | 504 |  | 399
12 | 4 | 0 | 0 | L. | 4 | Solid Debris Cutting | CW 2140 |  |  | 0 | 0 |  | 0 |  | 0
12 | 4 | 1 | 0 |  | a) | First 3 metres |  | each | 0 | 374 | 0 |  | 473 |  | 374
12 | 4 | 2 | 0 |  | b) | At Joints and Services |  | each | 0 | 249 | 0 |  | 315 |  | 249
12 | 5 | 0 | 0 | L. | 5 | Flow Control | E2 | each | 0 | 1121 | 0 |  | 1418 |  | 1121
12 | 6 | 0 | 0 | L. | 6 | Full Segment CIPP | E2 |  |  | 0 | 0 |  | 0 |  | 0
12 | 6 | 1 | 0 |  | a) | 250mm |  | m | 0 | 166 | 0 |  | 210 |  | 166
12 | 7 | 0 | 0 | L. | 7 | Reinstatement of Sewer Services | E2 | each | 0 | 218 | 0 |  | 275 |  | 218
[10 empty] | Subtotal: | 0 |  |  |  | 0
13 | 0 | 0 | 0 | M |  | Livinia Av (Asset No. MA20001545) - MH @ Stewart St (Asset No. MH20001392) to MH @ Buchanan St (Asset No. MH20001395) |  |  |  |  | 0
13 | 1 | 0 | 0 | M. | 1 | Sewer Cleaning | E2 & CW 2140 |  |  | 0 | 0 |  |  |  | 0
13 | 1 | 1 | 0 |  | a) | 250mm |  |  |  | 0 | 0 |  | 0 |  | 0
13 | 1 | 1 | 1 |  | i) | Pre-lining Cleaning |  | m | 0 | 8 | 0 |  | 10 |  | 8
13 | 1 | 1 | 2 |  | ii) | Warranty Cleaning |  | m | 0 | 7 | 0 |  | 8 |  | 7
13 | 2 | 0 | 0 | M. | 2 | Sewer Inspection | E2 & CW 2145 |  |  | 0 | 0 |  | 0 |  | 0
13 | 2 | 1 | 0 |  | a) | 250mm |  |  |  | 0 | 0 |  | 0 |  | 0
13 | 2 | 1 | 1 |  | i) | Pre-lining Inspection |  | m | 0 | 8 | 0 |  | 10 |  | 8
13 | 2 | 1 | 2 |  | ii) | Post Lining Inspection |  | m | 0 | 8 | 0 |  | 10 |  | 8
13 | 2 | 1 | 3 |  | iii) | Warranty Inspection |  | m | 0 | 8 | 0 |  | 10 |  | 8
13 | 3 | 0 | 0 | M. | 3 | Remove Intruding Sewer Services | E2 | each | 0 | 399 | 0 |  | 504 |  | 399
13 | 4 | 0 | 0 | M. | 4 | Solid Debris Cutting | CW 2140 |  |  | 0 | 0 |  | 0 |  | 0
13 | 4 | 1 | 0 |  | a) | First 3 metres |  | each | 0 | 374 | 0 |  | 473 |  | 374
13 | 4 | 2 | 0 |  | b) | At Joints and Services |  | each | 0 | 249 | 0 |  | 315 |  | 249
13 | 5 | 0 | 0 | M. | 5 | Flow Control | E2 | each | 0 | 1121 | 0 |  | 1418 |  | 1121
13 | 6 | 0 | 0 | M. | 6 | Full Segment CIPP | E2 |  |  | 0 | 0 |  | 0 |  | 0
13 | 6 | 1 | 0 |  | a) | 250mm |  | m | 0 | 166 | 0 |  | 210 |  | 166
13 | 7 | 0 | 0 | M. | 7 | Reinstatement of Sewer Services | E2 | each | 0 | 218 | 0 |  | 275 |  | 218
[10 empty] | Subtotal: | 0 |  |  |  | 0
14 | 0 | 0 | 0 | N |  | Livinia Av (Asset No. MA20001550) - MH @ Buchanan St (Asset No. MH20001395) to MH @ Knox St (Asset No. MH20000817) |  |  |  |  | 0
14 | 1 | 0 | 0 | N. | 1 | Sewer Cleaning | E2 & CW 2140 |  |  | 0 | 0 |  |  |  | 0
14 | 1 | 1 | 0 |  | a) | 250mm |  |  |  | 0 | 0 |  | 0 |  | 0
14 | 1 | 1 | 1 |  | i) | Pre-lining Cleaning |  | m | 0 | 8 | 0 |  | 10 |  | 8
14 | 1 | 1 | 2 |  | ii) | Warranty Cleaning |  | m | 0 | 7 | 0 |  | 8 |  | 7
14 | 2 | 0 | 0 | N. | 2 | Sewer Inspection | E2 & CW 2145 |  |  | 0 | 0 |  | 0 |  | 0
14 | 2 | 1 | 0 |  | a) | 250mm |  |  |  | 0 | 0 |  | 0 |  | 0
14 | 2 | 1 | 1 |  | i) | Pre-lining Inspection |  | m | 0 | 8 | 0 |  | 10 |  | 8
14 | 2 | 1 | 2 |  | ii) | Post Lining Inspection |  | m | 0 | 8 | 0 |  | 10 |  | 8
14 | 2 | 1 | 3 |  | iii) | Warranty Inspection |  | m | 0 | 8 | 0 |  | 10 |  | 8
14 | 3 | 0 | 0 | N. | 3 | Remove Intruding Sewer Services | E2 | each | 0 | 399 | 0 |  | 504 |  | 399
14 | 4 | 0 | 0 | N. | 4 | Solid Debris Cutting | CW 2140 |  |  | 0 | 0 |  | 0 |  | 0
14 | 4 | 1 | 0 |  | a) | First 3 metres |  | each | 0 | 374 | 0 |  | 473 |  | 374
14 | 4 | 2 | 0 |  | b) | At Joints and Services |  | each | 0 | 249 | 0 |  | 315 |  | 249
14 | 5 | 0 | 0 | N. | 5 | Flow Control | E2 | each | 0 | 1121 | 0 |  | 1418 |  | 1121
14 | 6 | 0 | 0 | N. | 6 | Full Segment CIPP | E2 |  |  | 0 | 0 |  | 0 |  | 0
14 | 6 | 1 | 0 |  | a) | 250mm |  | m | 0 | 166 | 0 |  | 210 |  | 166
14 | 7 | 0 | 0 | N. | 7 | Reinstatement of Sewer Services | E2 | each | 0 | 218 | 0 |  | 275 |  | 218
[10 empty] | Subtotal: | 0 |  |  |  | 0
15 | 0 | 0 | 0 | O |  | Manitou By (Asset No. MA20003920) - 2nd MH E of Sumach St (Asset No. MH20003668) to 1st MH E of Sumach St (Asset No. MH20003595) |  |  |  |  | 0
15 | 1 | 0 | 0 | O. | 1 | Sewer Cleaning | E2 & CW 2140 |  |  | 0 | 0 |  |  |  | 0
15 | 1 | 1 | 0 |  | a) | 250mm |  |  |  | 0 | 0 |  | 0 |  | 0
15 | 1 | 1 | 1 |  | i) | Pre-lining Cleaning |  | m | 0 | 8 | 0 |  | 10 |  | 8
15 | 1 | 1 | 2 |  | ii) | Warranty Cleaning |  | m | 0 | 7 | 0 |  | 8 |  | 7
15 | 2 | 0 | 0 | O. | 2 | Sewer Inspection | E2 & CW 2145 |  |  | 0 | 0 |  | 0 |  | 0
15 | 2 | 1 | 0 |  | a) | 250mm |  |  |  | 0 | 0 |  | 0 |  | 0
15 | 2 | 1 | 1 |  | i) | Pre-lining Inspection |  | m | 0 | 8 | 0 |  | 10 |  | 8
15 | 2 | 1 | 2 |  | ii) | Post Lining Inspection |  | m | 0 | 8 | 0 |  | 10 |  | 8
15 | 2 | 1 | 3 |  | iii) | Warranty Inspection |  | m | 0 | 8 | 0 |  | 10 |  | 8
15 | 3 | 0 | 0 | O. | 3 | Remove Intruding Sewer Services | E2 | each | 0 | 399 | 0 |  | 504 |  | 399
15 | 4 | 0 | 0 | O. | 4 | Solid Debris Cutting | CW 2140 |  |  | 0 | 0 |  | 0 |  | 0
15 | 4 | 1 | 0 |  | a) | First 3 metres |  | each | 0 | 374 | 0 |  | 473 |  | 374
15 | 4 | 2 | 0 |  | b) | At Joints and Services |  | each | 0 | 249 | 0 |  | 315 |  | 249
15 | 5 | 0 | 0 | O. | 5 | Flow Control | E2 | each | 0 | 1121 | 0 |  | 1418 |  | 1121
15 | 6 | 0 | 0 | O. | 6 | Full Segment CIPP | E2 |  |  | 0 | 0 |  | 0 |  | 0
15 | 6 | 1 | 0 |  | a) | 250mm |  | m | 0 | 166 | 0 |  | 210 |  | 166
15 | 7 | 0 | 0 | O. | 7 | Reinstatement of Sewer Services | E2 | each | 0 | 218 | 0 |  | 275 |  | 218
[10 empty] | Subtotal: | 0 |  |  |  | 0
16 | 0 | 0 | 0 | P |  | Ness Avenue (Asset No. MA20000762) - MH @ Parkdale St (Asset No. MH20000691) to MH @ Parkhill St (Asset No. MH20000707) |  |  |  |  | 0
16 | 1 | 0 | 0 | P. | 1 | Sewer Cleaning | E2 & CW 2140 |  |  | 0 | 0 |  |  |  | 0
16 | 1 | 1 | 0 |  | a) | 250mm |  |  |  | 0 | 0 |  | 0 |  | 0
16 | 1 | 1 | 1 |  | i) | Pre-lining Cleaning |  | m | 0 | 8 | 0 |  | 10 |  | 8
16 | 1 | 1 | 2 |  | ii) | Warranty Cleaning |  | m | 0 | 7 | 0 |  | 8 |  | 7
16 | 2 | 0 | 0 | P. | 2 | Sewer Inspection | E2 & CW 2145 |  |  | 0 | 0 |  | 0 |  | 0
16 | 2 | 1 | 0 |  | a) | 250mm |  |  |  | 0 | 0 |  | 0 |  | 0
16 | 2 | 1 | 1 |  | i) | Pre-lining Inspection |  | m | 0 | 8 | 0 |  | 10 |  | 8
16 | 2 | 1 | 2 |  | ii) | Post Lining Inspection |  | m | 0 | 8 | 0 |  | 10 |  | 8
16 | 2 | 1 | 3 |  | iii) | Warranty Inspection |  | m | 0 | 8 | 0 |  | 10 |  | 8
16 | 3 | 0 | 0 | P. | 3 | Remove Intruding Sewer Services | E2 | each | 0 | 399 | 0 |  | 504 |  | 399
16 | 4 | 0 | 0 | P. | 4 | Solid Debris Cutting | CW 2140 |  |  | 0 | 0 |  | 0 |  | 0
16 | 4 | 1 | 0 |  | a) | First 3 metres |  | each | 0 | 374 | 0 |  | 473 |  | 374
16 | 4 | 2 | 0 |  | b) | At Joints and Services |  | each | 0 | 249 | 0 |  | 315 |  | 249
16 | 5 | 0 | 0 | P. | 5 | Flow Control | E2 | each | 0 | 1121 | 0 |  | 1418 |  | 1121
16 | 6 | 0 | 0 | P. | 6 | Full Segment CIPP | E2 |  |  | 0 | 0 |  | 0 |  | 0
16 | 6 | 1 | 0 |  | a) | 250mm |  | m | 0 | 166 | 0 |  | 210 |  | 166
16 | 7 | 0 | 0 | P. | 7 | Reinstatement of Sewer Services | E2 | each | 0 | 218 | 0 |  | 275 |  | 218
[10 empty] | Subtotal: | 0 |  |  |  | 0
17 | 0 | 0 | 0 | Q |  | Parkdale St (Asset No. MA20000664) - 3rd MH S of Ness Av (Asset No. MH20000589) to 2nd MH S of Ness Av (Asset No. MH20000610) |  |  |  |  | 0
17 | 1 | 0 | 0 | Q. | 1 | Sewer Cleaning | E2 & CW 2140 |  |  | 0 | 0 |  |  |  | 0
17 | 1 | 1 | 0 |  | a) | 250mm |  |  |  | 0 | 0 |  | 0 |  | 0
17 | 1 | 1 | 1 |  | i) | Pre-lining Cleaning |  | m | 0 | 8 | 0 |  | 10 |  | 8
17 | 1 | 1 | 2 |  | ii) | Warranty Cleaning |  | m | 0 | 7 | 0 |  | 8 |  | 7
17 | 2 | 0 | 0 | Q. | 2 | Sewer Inspection | E2 & CW 2145 |  |  | 0 | 0 |  | 0 |  | 0
17 | 2 | 1 | 0 |  | a) | 250mm |  |  |  | 0 | 0 |  | 0 |  | 0
17 | 2 | 1 | 1 |  | i) | Pre-lining Inspection |  | m | 0 | 8 | 0 |  | 10 |  | 8
17 | 2 | 1 | 2 |  | ii) | Post Lining Inspection |  | m | 0 | 8 | 0 |  | 10 |  | 8
17 | 2 | 1 | 3 |  | iii) | Warranty Inspection |  | m | 0 | 8 | 0 |  | 10 |  | 8
17 | 3 | 0 | 0 | Q. | 3 | Remove Intruding Sewer Services | E2 | each | 0 | 399 | 0 |  | 504 |  | 399
17 | 4 | 0 | 0 | Q. | 4 | Solid Debris Cutting | CW 2140 |  |  | 0 | 0 |  | 0 |  | 0
17 | 4 | 1 | 0 |  | a) | First 3 metres |  | each | 0 | 374 | 0 |  | 473 |  | 374
17 | 4 | 2 | 0 |  | b) | At Joints and Services |  | each | 0 | 249 | 0 |  | 315 |  | 249
17 | 5 | 0 | 0 | Q. | 5 | Flow Control | E2 | each | 0 | 1121 | 0 |  | 1418 |  | 1121
17 | 6 | 0 | 0 | Q. | 6 | Full Segment CIPP | E2 |  |  | 0 | 0 |  | 0 |  | 0
17 | 6 | 1 | 0 |  | a) | 250mm |  | m | 0 | 166 | 0 |  | 210 |  | 166
17 | 7 | 0 | 0 | Q. | 7 | Reinstatement of Sewer Services | E2 | each | 0 | 218 | 0 |  | 275 |  | 218
[10 empty] | Subtotal: | 0 |  |  |  | 0
18 | 0 | 0 | 0 | R |  | Portage Av (Asset No. MA20005130) - 1st MH W of Conway St (Asset No. MH20004683) to 2nd MH W of Conway St (Asset No. MH20004682) |  |  |  |  | 0
18 | 1 | 0 | 0 | R. | 1 | Sewer Cleaning | E2 & CW 2140 |  |  | 0 | 0 |  |  |  | 0
18 | 1 | 1 | 0 |  | a) | 250mm |  |  |  | 0 | 0 |  | 0 |  | 0
18 | 1 | 1 | 1 |  | i) | Pre-lining Cleaning |  | m | 0 | 8 | 0 |  | 10 |  | 8
18 | 1 | 1 | 2 |  | ii) | Warranty Cleaning |  | m | 0 | 7 | 0 |  | 8 |  | 7
18 | 2 | 0 | 0 | R. | 2 | Sewer Inspection | E2 & CW 2145 |  |  | 0 | 0 |  | 0 |  | 0
18 | 2 | 1 | 0 |  | a) | 250mm |  |  |  | 0 | 0 |  | 0 |  | 0
18 | 2 | 1 | 1 |  | i) | Pre-lining Inspection |  | m | 0 | 8 | 0 |  | 10 |  | 8
18 | 2 | 1 | 2 |  | ii) | Post Lining Inspection |  | m | 0 | 8 | 0 |  | 10 |  | 8
18 | 2 | 1 | 3 |  | iii) | Warranty Inspection |  | m | 0 | 8 | 0 |  | 10 |  | 8
18 | 3 | 0 | 0 | R. | 3 | Remove Intruding Sewer Services | E2 | each | 0 | 399 | 0 |  | 504 |  | 399
18 | 4 | 0 | 0 | R. | 4 | Solid Debris Cutting | CW 2140 |  |  | 0 | 0 |  | 0 |  | 0
18 | 4 | 1 | 0 |  | a) | First 3 metres |  | each | 0 | 374 | 0 |  | 473 |  | 374
18 | 4 | 2 | 0 |  | b) | At Joints and Services |  | each | 0 | 249 | 0 |  | 315 |  | 249
18 | 5 | 0 | 0 | R. | 5 | Flow Control | E2 | each | 0 | 1121 | 0 |  | 1418 |  | 1121
18 | 6 | 0 | 0 | R. | 6 | Full Segment CIPP | E2 |  |  | 0 | 0 |  | 0 |  | 0
18 | 6 | 1 | 0 |  | a) | 250mm |  | m | 0 | 166 | 0 |  | 210 |  | 166
18 | 7 | 0 | 0 | R. | 7 | Reinstatement of Sewer Services | E2 | each | 0 | 218 | 0 |  | 275 |  | 218
[10 empty] | Subtotal: | 0 |  |  |  | 0
19 | 0 | 0 | 0 | S |  | Shelley St (Asset No. MA20004352) - 2nd MH N of McBey Av (Asset No. MH20003999) to 3rd MH N of McBey Av (Asset No. MH20004014) |  |  |  |  | 0
19 | 1 | 0 | 0 | S. | 1 | Sewer Cleaning | E2 & CW 2140 |  |  | 0 | 0 |  |  |  | 0
19 | 1 | 1 | 0 |  | a) | 250mm |  |  |  | 0 | 0 |  | 0 |  | 0
19 | 1 | 1 | 1 |  | i) | Pre-lining Cleaning |  | m | 0 | 8 | 0 |  | 10 |  | 8
19 | 1 | 1 | 2 |  | ii) | Warranty Cleaning |  | m | 0 | 7 | 0 |  | 8 |  | 7
19 | 2 | 0 | 0 | S. | 2 | Sewer Inspection | E2 & CW 2145 |  |  | 0 | 0 |  | 0 |  | 0
19 | 2 | 1 | 0 |  | a) | 250mm |  |  |  | 0 | 0 |  | 0 |  | 0
19 | 2 | 1 | 1 |  | i) | Pre-lining Inspection |  | m | 0 | 8 | 0 |  | 10 |  | 8
19 | 2 | 1 | 2 |  | ii) | Post Lining Inspection |  | m | 0 | 8 | 0 |  | 10 |  | 8
19 | 2 | 1 | 3 |  | iii) | Warranty Inspection |  | m | 0 | 8 | 0 |  | 10 |  | 8
19 | 3 | 0 | 0 | S. | 3 | Remove Intruding Sewer Services | E2 | each | 0 | 399 | 0 |  | 504 |  | 399
19 | 4 | 0 | 0 | S. | 4 | Solid Debris Cutting | CW 2140 |  |  | 0 | 0 |  | 0 |  | 0
19 | 4 | 1 | 0 |  | a) | First 3 metres |  | each | 0 | 374 | 0 |  | 473 |  | 374
19 | 4 | 2 | 0 |  | b) | At Joints and Services |  | each | 0 | 249 | 0 |  | 315 |  | 249
19 | 5 | 0 | 0 | S. | 5 | Flow Control | E2 | each | 0 | 1121 | 0 |  | 1418 |  | 1121
19 | 6 | 0 | 0 | S. | 6 | Full Segment CIPP | E2 |  |  | 0 | 0 |  | 0 |  | 0
19 | 6 | 1 | 0 |  | a) | 250mm |  | m | 0 | 166 | 0 |  | 210 |  | 166
19 | 7 | 0 | 0 | S. | 7 | Reinstatement of Sewer Services | E2 | each | 0 | 218 | 0 |  | 275 |  | 218
[10 empty] | Subtotal: | 0 |  |  |  | 0
20 | 0 | 0 | 0 | T |  | Seaton St (Asset No. MA20004737) - 2nd MH N of Allard Av (Asset No. MH20004359) to 3rd MH N of Allard Av (Asset No. MH20004397) |  |  |  |  | 0
20 | 1 | 0 | 0 | T. | 1 | Sewer Cleaning | E2 & CW 2140 |  |  | 0 | 0 |  |  |  | 0
20 | 1 | 1 | 0 |  | a) | 250mm |  |  |  | 0 | 0 |  | 0 |  | 0
20 | 1 | 1 | 1 |  | i) | Pre-lining Cleaning |  | m | 0 | 8 | 0 |  | 10 |  | 8
20 | 1 | 1 | 2 |  | ii) | Warranty Cleaning |  | m | 0 | 7 | 0 |  | 8 |  | 7
20 | 2 | 0 | 0 | T. | 2 | Sewer Inspection | E2 & CW 2145 |  |  | 0 | 0 |  | 0 |  | 0
20 | 2 | 1 | 0 |  | a) | 250mm |  |  |  | 0 | 0 |  | 0 |  | 0
20 | 2 | 1 | 1 |  | i) | Pre-lining Inspection |  | m | 0 | 8 | 0 |  | 10 |  | 8
20 | 2 | 1 | 2 |  | ii) | Post Lining Inspection |  | m | 0 | 8 | 0 |  | 10 |  | 8
20 | 2 | 1 | 3 |  | iii) | Warranty Inspection |  | m | 0 | 8 | 0 |  | 10 |  | 8
20 | 3 | 0 | 0 | T. | 3 | Remove Intruding Sewer Services | E2 | each | 0 | 399 | 0 |  | 504 |  | 399
20 | 4 | 0 | 0 | T. | 4 | Solid Debris Cutting | CW 2140 |  |  | 0 | 0 |  | 0 |  | 0
20 | 4 | 1 | 0 |  | a) | First 3 metres |  | each | 0 | 374 | 0 |  | 473 |  | 374
20 | 4 | 2 | 0 |  | b) | At Joints and Services |  | each | 0 | 249 | 0 |  | 315 |  | 249
20 | 5 | 0 | 0 | T. | 5 | Flow Control | E2 | each | 0 | 1121 | 0 |  | 1418 |  | 1121
20 | 6 | 0 | 0 | T. | 6 | Full Segment CIPP | E2 |  |  | 0 | 0 |  | 0 |  | 0
20 | 6 | 1 | 0 |  | a) | 250mm |  | m | 0 | 166 | 0 |  | 210 |  | 166
20 | 7 | 0 | 0 | T. | 7 | Reinstatement of Sewer Services | E2 | each | 0 | 218 | 0 |  | 275 |  | 218
[10 empty] | Subtotal: | 0 |  |  |  | 0
21 | 0 | 0 | 0 | U |  | Seaton St (Asset No. MA20004777) - 3rd MH N of Allard Av (Asset No. MH20004397) to 4th MH N of Allard Av (Asset No. MH20004396) |  |  |  |  | 0
21 | 1 | 0 | 0 | U. | 1 | Sewer Cleaning | E2 & CW 2140 |  |  | 0 | 0 |  |  |  | 0
21 | 1 | 1 | 0 |  | a) | 250mm |  |  |  | 0 | 0 |  | 0 |  | 0
21 | 1 | 1 | 1 |  | i) | Pre-lining Cleaning |  | m | 0 | 8 | 0 |  | 10 |  | 8
21 | 1 | 1 | 2 |  | ii) | Warranty Cleaning |  | m | 0 | 7 | 0 |  | 8 |  | 7
21 | 2 | 0 | 0 | U. | 2 | Sewer Inspection | E2 & CW 2145 |  |  | 0 | 0 |  | 0 |  | 0
21 | 2 | 1 | 0 |  | a) | 250mm |  |  |  | 0 | 0 |  | 0 |  | 0
21 | 2 | 1 | 1 |  | i) | Pre-lining Inspection |  | m | 0 | 8 | 0 |  | 10 |  | 8
21 | 2 | 1 | 2 |  | ii) | Post Lining Inspection |  | m | 0 | 8 | 0 |  | 10 |  | 8
21 | 2 | 1 | 3 |  | iii) | Warranty Inspection |  | m | 0 | 8 | 0 |  | 10 |  | 8
21 | 3 | 0 | 0 | U. | 3 | Remove Intruding Sewer Services | E2 | each | 0 | 399 | 0 |  | 504 |  | 399
21 | 4 | 0 | 0 | U. | 4 | Solid Debris Cutting | CW 2140 |  |  | 0 | 0 |  | 0 |  | 0
21 | 4 | 1 | 0 |  | a) | First 3 metres |  | each | 0 | 374 | 0 |  | 473 |  | 374
21 | 4 | 2 | 0 |  | b) | At Joints and Services |  | each | 0 | 249 | 0 |  | 315 |  | 249
21 | 5 | 0 | 0 | U. | 5 | Flow Control | E2 | each | 0 | 1121 | 0 |  | 1418 |  | 1121
21 | 6 | 0 | 0 | U. | 6 | Full Segment CIPP | E2 |  |  | 0 | 0 |  | 0 |  | 0
21 | 6 | 1 | 0 |  | a) | 250mm |  | m | 0 | 166 | 0 |  | 210 |  | 166
21 | 7 | 0 | 0 | U. | 7 | Reinstatement of Sewer Services | E2 | each | 0 | 218 | 0 |  | 275 |  | 218
[10 empty] | Subtotal: | 0 |  |  |  | 0
22 | 0 | 0 | 0 | V |  | Seaton St (Asset No. MA20004790) - 4th MH N of Allard Av (Asset No. MH20004396) to 5th MH N of Allard Av (Asset No. MH20004393) |  |  |  |  | 0
22 | 1 | 0 | 0 | V. | 1 | Sewer Cleaning | E2 & CW 2140 |  |  | 0 | 0 |  |  |  | 0
22 | 1 | 1 | 0 |  | a) | 250mm |  |  |  | 0 | 0 |  | 0 |  | 0
22 | 1 | 1 | 1 |  | i) | Pre-lining Cleaning |  | m | 0 | 8 | 0 |  | 10 |  | 8
22 | 1 | 1 | 2 |  | ii) | Warranty Cleaning |  | m | 0 | 7 | 0 |  | 8 |  | 7
22 | 2 | 0 | 0 | V. | 2 | Sewer Inspection | E2 & CW 2145 |  |  | 0 | 0 |  | 0 |  | 0
22 | 2 | 1 | 0 |  | a) | 250mm |  |  |  | 0 | 0 |  | 0 |  | 0
22 | 2 | 1 | 1 |  | i) | Pre-lining Inspection |  | m | 0 | 8 | 0 |  | 10 |  | 8
22 | 2 | 1 | 2 |  | ii) | Post Lining Inspection |  | m | 0 | 8 | 0 |  | 10 |  | 8
22 | 2 | 1 | 3 |  | iii) | Warranty Inspection |  | m | 0 | 8 | 0 |  | 10 |  | 8
22 | 3 | 0 | 0 | V. | 3 | Remove Intruding Sewer Services | E2 | each | 0 | 399 | 0 |  | 504 |  | 399
22 | 4 | 0 | 0 | V. | 4 | Solid Debris Cutting | CW 2140 |  |  | 0 | 0 |  | 0 |  | 0
22 | 4 | 1 | 0 |  | a) | First 3 metres |  | each | 0 | 374 | 0 |  | 473 |  | 374
22 | 4 | 2 | 0 |  | b) | At Joints and Services |  | each | 0 | 249 | 0 |  | 315 |  | 249
22 | 5 | 0 | 0 | V. | 5 | Flow Control | E2 | each | 0 | 1121 | 0 |  | 1418 |  | 1121
22 | 6 | 0 | 0 | V. | 6 | Full Segment CIPP | E2 |  |  | 0 | 0 |  | 0 |  | 0
22 | 6 | 1 | 0 |  | a) | 250mm |  | m | 0 | 166 | 0 |  | 210 |  | 166
22 | 7 | 0 | 0 | V. | 7 | Reinstatement of Sewer Services | E2 | each | 0 | 218 | 0 |  | 275 |  | 218
[10 empty] | Subtotal: | 0 |  |  |  | 0
23 | 0 | 0 | 0 | W |  | Stewart St (Asset No. MA20004990) - 1st MH N of Portage Av (Asset No. MH20004595) to 2nd MH N of Portage Av (Asset No. MH20004589) |  |  |  |  | 0
23 | 1 | 0 | 0 | W. | 1 | Sewer Cleaning | E2 & CW 2140 |  |  | 0 | 0 |  |  |  | 0
23 | 1 | 1 | 0 |  | a) | 250mm |  |  |  | 0 | 0 |  | 0 |  | 0
23 | 1 | 1 | 1 |  | i) | Pre-lining Cleaning |  | m | 0 | 8 | 0 |  | 10 |  | 8
23 | 1 | 1 | 2 |  | ii) | Warranty Cleaning |  | m | 0 | 7 | 0 |  | 8 |  | 7
23 | 2 | 0 | 0 | W. | 2 | Sewer Inspection | E2 & CW 2145 |  |  | 0 | 0 |  | 0 |  | 0
23 | 2 | 1 | 0 |  | a) | 250mm |  |  |  | 0 | 0 |  | 0 |  | 0
23 | 2 | 1 | 1 |  | i) | Pre-lining Inspection |  | m | 0 | 8 | 0 |  | 10 |  | 8
23 | 2 | 1 | 2 |  | ii) | Post Lining Inspection |  | m | 0 | 8 | 0 |  | 10 |  | 8
23 | 2 | 1 | 3 |  | iii) | Warranty Inspection |  | m | 0 | 8 | 0 |  | 10 |  | 8
23 | 3 | 0 | 0 | W. | 3 | Remove Intruding Sewer Services | E2 | each | 0 | 399 | 0 |  | 504 |  | 399
23 | 4 | 0 | 0 | W. | 4 | Solid Debris Cutting | CW 2140 |  |  | 0 | 0 |  | 0 |  | 0
23 | 4 | 1 | 0 |  | a) | First 3 metres |  | each | 0 | 374 | 0 |  | 473 |  | 374
23 | 4 | 2 | 0 |  | b) | At Joints and Services |  | each | 0 | 249 | 0 |  | 315 |  | 249
23 | 5 | 0 | 0 | W. | 5 | Flow Control | E2 | each | 0 | 1121 | 0 |  | 1418 |  | 1121
23 | 6 | 0 | 0 | W. | 6 | Full Segment CIPP | E2 |  |  | 0 | 0 |  | 0 |  | 0
23 | 6 | 1 | 0 |  | a) | 250mm |  | m | 0 | 166 | 0 |  | 210 |  | 166
23 | 7 | 0 | 0 | W. | 7 | Reinstatement of Sewer Services | E2 | each | 0 | 218 | 0 |  | 275 |  | 218
[10 empty] | Subtotal: | 0 |  |  |  | 0
24 | 0 | 0 | 0 | 24 |  | Stewart St (Asset No. MA20001415) - 2nd MH N of Portage Av (Asset No. MH20004589) to 3rd MH N of Portage Av (Asset No. MH20001266) |  |  |  |  | 0
24 | 1 | 0 | 0 | X. | 1 | Sewer Cleaning | E2 & CW 2140 |  |  | 0 | 0 |  |  |  | 0
24 | 1 | 1 | 0 |  | a) | 250mm |  |  |  | 0 | 0 |  | 0 |  | 0
24 | 1 | 1 | 1 |  | i) | Pre-lining Cleaning |  | m | 0 | 8 | 0 |  | 10 |  | 8
24 | 1 | 1 | 2 |  | ii) | Warranty Cleaning |  | m | 0 | 7 | 0 |  | 8 |  | 7
24 | 2 | 0 | 0 | X. | 2 | Sewer Inspection | E2 & CW 2145 |  |  | 0 | 0 |  | 0 |  | 0
24 | 2 | 1 | 0 |  | a) | 250mm |  |  |  | 0 | 0 |  | 0 |  | 0
24 | 2 | 1 | 1 |  | i) | Pre-lining Inspection |  | m | 0 | 8 | 0 |  | 10 |  | 8
24 | 2 | 1 | 2 |  | ii) | Post Lining Inspection |  | m | 0 | 8 | 0 |  | 10 |  | 8
24 | 2 | 1 | 3 |  | iii) | Warranty Inspection |  | m | 0 | 8 | 0 |  | 10 |  | 8
24 | 3 | 0 | 0 | X. | 3 | Remove Intruding Sewer Services | E2 | each | 0 | 399 | 0 |  | 504 |  | 399
24 | 4 | 0 | 0 | X. | 4 | Solid Debris Cutting | CW 2140 |  |  | 0 | 0 |  | 0 |  | 0
24 | 4 | 1 | 0 |  | a) | First 3 metres |  | each | 0 | 374 | 0 |  | 473 |  | 374
24 | 4 | 2 | 0 |  | b) | At Joints and Services |  | each | 0 | 249 | 0 |  | 315 |  | 249
24 | 5 | 0 | 0 | X. | 5 | Flow Control | E2 | each | 0 | 1121 | 0 |  | 1418 |  | 1121
24 | 6 | 0 | 0 | X. | 6 | Full Segment CIPP | E2 |  |  | 0 | 0 |  | 0 |  | 0
24 | 6 | 1 | 0 |  | a) | 250mm |  | m | 0 | 166 | 0 |  | 210 |  | 166
24 | 7 | 0 | 0 | X. | 7 | Reinstatement of Sewer Services | E2 | each | 0 | 218 | 0 |  | 275 |  | 218
[10 empty] | Subtotal: | 0 |  |  |  | 0
25 | 0 | 0 | 0 | Y |  | Stewart St (Asset No. MA20001406) - 3rd MH N of Portage Av (Asset No. MH20001266) to MH @ Livinia Av (Asset No. MH20001392) |  |  |  |  | 0
25 | 1 | 0 | 0 | Y. | 1 | Sewer Cleaning | E2 & CW 2140 |  |  | 0 | 0 |  |  |  | 0
25 | 1 | 1 | 0 |  | a) | 250mm |  |  |  | 0 | 0 |  | 0 |  | 0
25 | 1 | 1 | 1 |  | i) | Pre-lining Cleaning |  | m | 0 | 8 | 0 |  | 10 |  | 8
25 | 1 | 1 | 2 |  | ii) | Warranty Cleaning |  | m | 0 | 7 | 0 |  | 8 |  | 7
25 | 2 | 0 | 0 | Y. | 2 | Sewer Inspection | E2 & CW 2145 |  |  | 0 | 0 |  | 0 |  | 0
25 | 2 | 1 | 0 |  | a) | 250mm |  |  |  | 0 | 0 |  | 0 |  | 0
25 | 2 | 1 | 1 |  | i) | Pre-lining Inspection |  | m | 0 | 8 | 0 |  | 10 |  | 8
25 | 2 | 1 | 2 |  | ii) | Post Lining Inspection |  | m | 0 | 8 | 0 |  | 10 |  | 8
25 | 2 | 1 | 3 |  | iii) | Warranty Inspection |  | m | 0 | 8 | 0 |  | 10 |  | 8
25 | 3 | 0 | 0 | Y. | 3 | Remove Intruding Sewer Services | E2 | each | 0 | 399 | 0 |  | 504 |  | 399
25 | 4 | 0 | 0 | Y. | 4 | Solid Debris Cutting | CW 2140 |  |  | 0 | 0 |  | 0 |  | 0
25 | 4 | 1 | 0 |  | a) | First 3 metres |  | each | 0 | 374 | 0 |  | 473 |  | 374
25 | 4 | 2 | 0 |  | b) | At Joints and Services |  | each | 0 | 249 | 0 |  | 315 |  | 249
25 | 5 | 0 | 0 | Y. | 5 | Flow Control | E2 | each | 0 | 1121 | 0 |  | 1418 |  | 1121
25 | 6 | 0 | 0 | Y. | 6 | Full Segment CIPP | E2 |  |  | 0 | 0 |  | 0 |  | 0
25 | 6 | 1 | 0 |  | a) | 250mm |  | m | 0 | 166 | 0 |  | 210 |  | 166
25 | 7 | 0 | 0 | Y. | 7 | Reinstatement of Sewer Services | E2 | each | 0 | 218 | 0 |  | 275 |  | 218
[10 empty] | Subtotal: | 0 |  |  |  | 0
26 | 0 | 0 | 0 | Z |  | Sumach St (Asset No. MA20004773) - MH @ Canoe By N Leg (Asset No. MH20004405) to 1st MH N of Canoe By N Leg (Asset No. MH20004392) |  |  |  |  | 0
26 | 1 | 0 | 0 | Z. | 1 | Sewer Cleaning | E2 & CW 2140 |  |  | 0 | 0 |  |  |  | 0
26 | 1 | 1 | 0 |  | a) | 250mm |  |  |  | 0 | 0 |  | 0 |  | 0
26 | 1 | 1 | 1 |  | i) | Pre-lining Cleaning |  | m | 0 | 8 | 0 |  | 10 |  | 8
26 | 1 | 1 | 2 |  | ii) | Warranty Cleaning |  | m | 0 | 7 | 0 |  | 8 |  | 7
26 | 2 | 0 | 0 | Z. | 2 | Sewer Inspection | E2 & CW 2145 |  |  | 0 | 0 |  | 0 |  | 0
26 | 2 | 1 | 0 |  | a) | 250mm |  |  |  | 0 | 0 |  | 0 |  | 0
26 | 2 | 1 | 1 |  | i) | Pre-lining Inspection |  | m | 0 | 8 | 0 |  | 10 |  | 8
26 | 2 | 1 | 2 |  | ii) | Post Lining Inspection |  | m | 0 | 8 | 0 |  | 10 |  | 8
26 | 2 | 1 | 3 |  | iii) | Warranty Inspection |  | m | 0 | 8 | 0 |  | 10 |  | 8
26 | 3 | 0 | 0 | Z. | 3 | Remove Intruding Sewer Services | E2 | each | 0 | 399 | 0 |  | 504 |  | 399
26 | 4 | 0 | 0 | Z. | 4 | Solid Debris Cutting | CW 2140 |  |  | 0 | 0 |  | 0 |  | 0
26 | 4 | 1 | 0 |  | a) | First 3 metres |  | each | 0 | 374 | 0 |  | 473 |  | 374
26 | 4 | 2 | 0 |  | b) | At Joints and Services |  | each | 0 | 249 | 0 |  | 315 |  | 249
26 | 5 | 0 | 0 | Z. | 5 | Flow Control | E2 | each | 0 | 1121 | 0 |  | 1418 |  | 1121
26 | 6 | 0 | 0 | Z. | 6 | Full Segment CIPP | E2 |  |  | 0 | 0 |  | 0 |  | 0
26 | 6 | 1 | 0 |  | a) | 250mm |  | m | 0 | 166 | 0 |  | 210 |  | 166
26 | 7 | 0 | 0 | Z. | 7 | Reinstatement of Sewer Services | E2 | each | 0 | 218 | 0 |  | 275 |  | 218
[10 empty] | Subtotal: | 0 |  |  |  | 0
27 | 0 | 0 | 0 | AA |  | Unicity Mall (Asset No. MA20000926) - MH @ Knox St (Asset No. MH20000817) to 1st MH E of Knox St (Asset No. MH20000832) |  |  |  |  | 0
27 | 1 | 0 | 0 | AA. | 1 | Sewer Cleaning | E2 & CW 2140 |  |  | 0 | 0 |  |  |  | 0
27 | 1 | 1 | 0 |  | a) | 250mm |  |  |  | 0 | 0 |  | 0 |  | 0
27 | 1 | 1 | 1 |  | i) | Pre-lining Cleaning |  | m | 0 | 8 | 0 |  | 10 |  | 8
27 | 1 | 1 | 2 |  | ii) | Warranty Cleaning |  | m | 0 | 7 | 0 |  | 8 |  | 7
27 | 2 | 0 | 0 | AA. | 2 | Sewer Inspection | E2 & CW 2145 |  |  | 0 | 0 |  | 0 |  | 0
27 | 2 | 1 | 0 |  | a) | 250mm |  |  |  | 0 | 0 |  | 0 |  | 0
27 | 2 | 1 | 1 |  | i) | Pre-lining Inspection |  | m | 0 | 8 | 0 |  | 10 |  | 8
27 | 2 | 1 | 2 |  | ii) | Post Lining Inspection |  | m | 0 | 8 | 0 |  | 10 |  | 8
27 | 2 | 1 | 3 |  | iii) | Warranty Inspection |  | m | 0 | 8 | 0 |  | 10 |  | 8
27 | 3 | 0 | 0 | AA. | 3 | Remove Intruding Sewer Services | E2 | each | 0 | 399 | 0 |  | 504 |  | 399
27 | 4 | 0 | 0 | AA. | 4 | Solid Debris Cutting | CW 2140 |  |  | 0 | 0 |  | 0 |  | 0
27 | 4 | 1 | 0 |  | a) | First 3 metres |  | each | 0 | 374 | 0 |  | 473 |  | 374
27 | 4 | 2 | 0 |  | b) | At Joints and Services |  | each | 0 | 249 | 0 |  | 315 |  | 249
27 | 5 | 0 | 0 | AA. | 5 | Flow Control | E2 | each | 0 | 1121 | 0 |  | 1418 |  | 1121
27 | 6 | 0 | 0 | AA. | 6 | Full Segment CIPP | E2 |  |  | 0 | 0 |  | 0 |  | 0
27 | 6 | 1 | 0 |  | a) | 250mm |  | m | 0 | 166 | 0 |  | 210 |  | 166
27 | 7 | 0 | 0 | AA. | 7 | Reinstatement of Sewer Services | E2 | each | 0 | 218 | 0 |  | 275 |  | 218
[10 empty] | Subtotal: | 0 |  |  |  | 0
28 | 0 | 0 | 0 | AB |  | Vialoux Dr (Asset No. MA60003462) - 1st MH E of Princeton Blvd (Asset No. MH60002512) to MH @ Princeton Blvd (Asset No. MH60002747) |  |  |  |  | 0
28 | 1 | 0 | 0 | AB. | 1 | Sewer Cleaning | E2 & CW 2140 |  |  | 0 | 0 |  |  |  | 0
28 | 1 | 1 | 0 |  | a) | 250mm |  |  |  | 0 | 0 |  | 0 |  | 0
28 | 1 | 1 | 1 |  | i) | Pre-lining Cleaning |  | m | 0 | 8 | 0 |  | 10 |  | 8
28 | 1 | 1 | 2 |  | ii) | Warranty Cleaning |  | m | 0 | 7 | 0 |  | 8 |  | 7
28 | 2 | 0 | 0 | AB. | 2 | Sewer Inspection | E2 & CW 2145 |  |  | 0 | 0 |  | 0 |  | 0
28 | 2 | 1 | 0 |  | a) | 250mm |  |  |  | 0 | 0 |  | 0 |  | 0
28 | 2 | 1 | 1 |  | i) | Pre-lining Inspection |  | m | 0 | 8 | 0 |  | 10 |  | 8
28 | 2 | 1 | 2 |  | ii) | Post Lining Inspection |  | m | 0 | 8 | 0 |  | 10 |  | 8
28 | 2 | 1 | 3 |  | iii) | Warranty Inspection |  | m | 0 | 8 | 0 |  | 10 |  | 8
28 | 3 | 0 | 0 | AB. | 3 | Remove Intruding Sewer Services | E2 | each | 0 | 399 | 0 |  | 504 |  | 399
28 | 4 | 0 | 0 | AB. | 4 | Solid Debris Cutting | CW 2140 |  |  | 0 | 0 |  | 0 |  | 0
28 | 4 | 1 | 0 |  | a) | First 3 metres |  | each | 0 | 374 | 0 |  | 473 |  | 374
28 | 4 | 2 | 0 |  | b) | At Joints and Services |  | each | 0 | 249 | 0 |  | 315 |  | 249
28 | 5 | 0 | 0 | AB. | 5 | Flow Control | E2 | each | 0 | 1121 | 0 |  | 1418 |  | 1121
28 | 6 | 0 | 0 | AB. | 6 | Full Segment CIPP | E2 |  |  | 0 | 0 |  | 0 |  | 0
28 | 6 | 1 | 0 |  | a) | 250mm |  | m | 0 | 166 | 0 |  | 210 |  | 166
28 | 7 | 0 | 0 | AB. | 7 | Reinstatement of Sewer Services | E2 | each | 0 | 218 | 0 |  | 275 |  | 218
[10 empty] | Subtotal: | 0 |  |  |  | 0
28 | 0 | 0 | 0 | AC |  | Vialoux Dr (Asset No. MA60003461) - 1st MH E of Princeton Blvd (Asset No. MH60002512) to 2nd MH E of Princeton Blvd (Asset No. MH60002511) |  |  |  |  | 0
28 | 1 | 0 | 0 | AC. | 1 | Sewer Cleaning | E2 & CW 2140 |  |  | 0 | 0 |  |  |  | 0
28 | 1 | 1 | 0 |  | a) | 250mm |  |  |  | 0 | 0 |  | 0 |  | 0
28 | 1 | 1 | 1 |  | i) | Pre-lining Cleaning |  | m | 0 | 8 | 0 |  | 10 |  | 8
28 | 1 | 1 | 2 |  | ii) | Warranty Cleaning |  | m | 0 | 7 | 0 |  | 8 |  | 7
28 | 2 | 0 | 0 | AC. | 2 | Sewer Inspection | E2 & CW 2145 |  |  | 0 | 0 |  | 0 |  | 0
28 | 2 | 1 | 0 |  | a) | 250mm |  |  |  | 0 | 0 |  | 0 |  | 0
28 | 2 | 1 | 1 |  | i) | Pre-lining Inspection |  | m | 0 | 8 | 0 |  | 10 |  | 8
28 | 2 | 1 | 2 |  | ii) | Post Lining Inspection |  | m | 0 | 8 | 0 |  | 10 |  | 8
28 | 2 | 1 | 3 |  | iii) | Warranty Inspection |  | m | 0 | 8 | 0 |  | 10 |  | 8
28 | 3 | 0 | 0 | AC. | 3 | Remove Intruding Sewer Services | E2 | each | 0 | 399 | 0 |  | 504 |  | 399
28 | 4 | 0 | 0 | AC. | 4 | Solid Debris Cutting | CW 2140 |  |  | 0 | 0 |  | 0 |  | 0
28 | 4 | 1 | 0 |  | a) | First 3 metres |  | each | 0 | 374 | 0 |  | 473 |  | 374
28 | 4 | 2 | 0 |  | b) | At Joints and Services |  | each | 0 | 249 | 0 |  | 315 |  | 249
28 | 5 | 0 | 0 | AC. | 5 | Flow Control | E2 | each | 0 | 1121 | 0 |  | 1418 |  | 1121
28 | 6 | 0 | 0 | AC. | 6 | Full Segment CIPP | E2 |  |  | 0 | 0 |  | 0 |  | 0
28 | 6 | 1 | 0 |  | a) | 250mm |  | m | 0 | 166 | 0 |  | 210 |  | 166
28 | 7 | 0 | 0 | AC. | 7 | Reinstatement of Sewer Services | E2 | each | 0 | 218 | 0 |  | 275 |  | 218
[10 empty] | Subtotal: | 0 |  |  |  | 0
28 | 0 | 0 | 0 | AD |  | Vialoux Dr (Asset No. MA60003460) - 2nd MH E of Princeton Blvd (Asset No. MH60003460) to MH @ Hendon Av (Asset No. MH60002541) |  |  |  |  | 0
28 | 1 | 0 | 0 | AD. | 1 | Sewer Cleaning | E2 & CW 2140 |  |  | 0 | 0 |  |  |  | 0
28 | 1 | 1 | 0 |  | a) | 250mm |  |  |  | 0 | 0 |  | 0 |  | 0
28 | 1 | 1 | 1 |  | i) | Pre-lining Cleaning |  | m | 0 | 8 | 0 |  | 10 |  | 8
28 | 1 | 1 | 2 |  | ii) | Warranty Cleaning |  | m | 0 | 7 | 0 |  | 8 |  | 7
28 | 2 | 0 | 0 | AD. | 2 | Sewer Inspection | E2 & CW 2145 |  |  | 0 | 0 |  | 0 |  | 0
28 | 2 | 1 | 0 |  | a) | 250mm |  |  |  | 0 | 0 |  | 0 |  | 0
28 | 2 | 1 | 1 |  | i) | Pre-lining Inspection |  | m | 0 | 8 | 0 |  | 10 |  | 8
28 | 2 | 1 | 2 |  | ii) | Post Lining Inspection |  | m | 0 | 8 | 0 |  | 10 |  | 8
28 | 2 | 1 | 3 |  | iii) | Warranty Inspection |  | m | 0 | 8 | 0 |  | 10 |  | 8
28 | 3 | 0 | 0 | AD. | 3 | Remove Intruding Sewer Services | E2 | each | 0 | 399 | 0 |  | 504 |  | 399
28 | 4 | 0 | 0 | AD. | 4 | Solid Debris Cutting | CW 2140 |  |  | 0 | 0 |  | 0 |  | 0
28 | 4 | 1 | 0 |  | a) | First 3 metres |  | each | 0 | 374 | 0 |  | 473 |  | 374
28 | 4 | 2 | 0 |  | b) | At Joints and Services |  | each | 0 | 249 | 0 |  | 315 |  | 249
28 | 5 | 0 | 0 | AD. | 5 | Flow Control | E2 | each | 0 | 1121 | 0 |  | 1418 |  | 1121
28 | 6 | 0 | 0 | AD. | 6 | Full Segment CIPP | E2 |  |  | 0 | 0 |  | 0 |  | 0
28 | 6 | 1 | 0 |  | a) | 250mm |  | m | 0 | 166 | 0 |  | 210 |  | 166
28 | 7 | 0 | 0 | AD. | 7 | Reinstatement of Sewer Services | E2 | each | 0 | 218 | 0 |  | 275 |  | 218
[10 empty] | Subtotal: | 0 |  |  |  | 0
5 | 0 | 0 | 0 | E |  | Allard Av (Asset No. MA20004927) - MH at Stewart (Asset No. MH20004539) to 1st MH E of St. Charles (Asset No. MH20004533) |  |  |  |  | 0 |  |  |  | 0
5 | 1 | 0 | 0 | E. | 1 | Sewer Cleaning | E2 & CW 2140 |  |  |  | 0 |  |  |  | 0
5 | 1 | 1 | 0 |  | a) | 250mm |  |  |  | 0 | 0 |  | 0 |  | 0
5 | 1 | 1 | 1 |  | i) | Pre-lining Cleaning |  | m | 88.2 | 8 | 705.6 |  | 10 |  | 8
5 | 1 | 1 | 2 |  | ii) | Warranty Cleaning |  | m | 88.2 | 7 | 617.4 |  | 8 |  | 7
5 | 2 | 0 | 0 | E. | 2 | Sewer Inspection | E2 & CW 2145 |  |  | 0 | 0 |  | 0 |  | 0
5 | 2 | 1 | 0 |  | a) | 250mm |  |  |  | 0 | 0 |  | 0 |  | 0
5 | 2 | 1 | 1 |  | i) | Pre-lining Inspection |  | m | 88.2 | 8 | 705.6 |  | 10 |  | 8
5 | 2 | 1 | 2 |  | ii) | Post Lining Inspection |  | m | 88.2 | 8 | 705.6 |  | 10 |  | 8
5 | 2 | 1 | 3 |  | iii) | Warranty Inspection |  | m | 88.2 | 8 | 705.6 |  | 10 |  | 8
5 | 3 | 0 | 0 | E. | 3 | Flow Control | E2 | each | 1 | 1121 | 1121 |  | 1418 |  | 1121
5 | 4 | 0 | 0 | E. | 4 | Full Segment CIPP | E2 |  |  | 0 | 0 |  | 0 |  | 0
5 | 4 | 1 | 0 |  | a) | 250mm |  | m | 88.2 | 166 | 14641.2 |  | 210 |  | 166
[10 empty] | Subtotal: | 19202 |  |  |  | 0
6 | 0 | 0 | 0 | F |  | Allard Av (Asset No. MA20004911) - 1st MH E of St. Charles (Asset No. MH20004533) to MH at St. Charles (Asset No. MH20004518) |  |  |  |  | 0 |  |  |  | 0
6 | 1 | 0 | 0 | F. | 1 | Sewer Cleaning | E2 & CW 2140 |  |  |  | 0 |  |  |  | 0
6 | 1 | 1 | 0 |  | a) | 250mm |  |  |  | 0 | 0 |  | 0 |  | 0
6 | 1 | 1 | 1 |  | i) | Pre-lining Cleaning |  | m | 51.6 | 8 | 412.8 |  | 10 |  | 8
6 | 1 | 1 | 2 |  | ii) | Warranty Cleaning |  | m | 51.6 | 7 | 361.2 |  | 8 |  | 7
6 | 2 | 0 | 0 | F. | 2 | Sewer Inspection | E2 & CW 2145 |  |  | 0 | 0 |  | 0 |  | 0
6 | 2 | 1 | 0 |  | a) | 250mm |  |  |  | 0 | 0 |  | 0 |  | 0
6 | 2 | 1 | 1 |  | i) | Pre-lining Inspection |  | m | 51.6 | 8 | 412.8 |  | 10 |  | 8
6 | 2 | 1 | 2 |  | ii) | Post Lining Inspection |  | m | 51.6 | 8 | 412.8 |  | 10 |  | 8
6 | 2 | 1 | 3 |  | iii) | Warranty Inspection |  | m | 51.6 | 8 | 412.8 |  | 10 |  | 8
6 | 3 | 0 | 0 | F. | 3 | Remove Intruding Sewer Services | E2 | each | 1 | 399 | 399 |  | 504 |  | 399
6 | 4 | 0 | 0 | F. | 4 | Flow Control | E2 | each | 1 | 1121 | 1121 |  | 1418 |  | 1121
6 | 5 | 0 | 0 | F. | 5 | Full Segment CIPP | E2 |  |  | 0 | 0 |  | 0 |  | 0
6 | 5 | 1 | 0 |  | a) | 250mm |  | m | 51.6 | 166 | 8565.6 |  | 210 |  | 166
6 | 6 | 0 | 0 | F. | 6 | Reinstatement of Sewer Services | E2 | each | 1 | 218 | 218 |  | 275 |  | 218
[10 empty] | Subtotal: | 12316 |  |  |  | 0
7 | 0 | 0 | 0 | G |  | Arnold Av (Asset No. MA60009238) - 3rd MH W of Nassau (Asset No. MH60007636) to 2nd MH W of Nassau (Asset No. MH60007633) |  |  |  |  | 0 |  |  |  | 0
7 | 1 | 0 | 0 | G. | 1 | Sewer Cleaning | E2 & CW 2140 |  |  |  | 0 |  |  |  | 0
7 | 1 | 1 | 0 |  | a) | 300mm |  |  |  | 0 | 0 |  |  |  | 0
7 | 1 | 1 | 1 |  | i) | Pre-lining Cleaning |  | m | 71.6 | 8 | 572.8 |  | 10 |  | 8
7 | 1 | 1 | 2 |  | ii) | Warranty Cleaning |  | m | 71.6 | 7 | 501.2 |  | 8 |  | 7
7 | 2 | 0 | 0 | G. | 2 | Catchbasin Lead Cleaning | E4 & CW 2140 |  |  | 0 | 0 |  | 0 |  | 0
7 | 2 | 1 | 0 |  | a) | 200mm catchbasin lead |  | m | 10 | 17 | 170 |  | 21 |  | 17
7 | 3 | 0 | 0 | G. | 3 | Sewer Inspection | E2 & CW 2145 |  |  | 0 | 0 |  | 0 |  | 0
7 | 3 | 1 | 0 |  | a) | 300mm |  |  |  | 0 | 0 |  | 0 |  | 0
7 | 3 | 1 | 1 |  | i) | Pre-lining Inspection |  | m | 71.6 | 8 | 572.8 |  | 10 |  | 8
7 | 3 | 1 | 2 |  | ii) | Post Lining Inspection |  | m | 71.6 | 8 | 572.8 |  | 10 |  | 8
7 | 3 | 1 | 3 |  | iii) | Warranty Inspection |  | m | 71.6 | 8 | 572.8 |  | 10 |  | 8
7 | 4 | 0 | 0 | G. | 4 | Catchbasin Lead Inspection | E4 & CW 2145 |  |  | 0 | 0 |  | 0 |  | 0
7 | 4 | 1 | 0 |  | a) | 200mm catchbasin lead |  | m | 10 | 26 | 260 |  | 32 |  | 26
7 | 5 | 0 | 0 | G. | 5 | Flow Control | E2 | each | 1 | 1121 | 1121 |  | 1418 |  | 1121
7 | 6 | 0 | 0 | G. | 6 | Full Segment CIPP | E2 |  |  | 0 | 0 |  | 0 |  | 0
7 | 6 | 1 | 0 |  | a) | 300mm |  | m | 71.6 | 200 | 14320 |  | 252 |  | 200
7 | 7 | 0 | 0 | G. | 7 | Reinstatement of Sewer Services | E2 | each | 15 | 218 | 3270 |  | 275 |  | 218
[10 empty] | Subtotal: | 21933.4 |  |  |  | 0
8 | 0 | 0 | 0 | H |  | Arnold Av (Asset No. MA60009235) - 2nd MH W of Nassau (Asset No. MH60007633) to 1st W of Nassau (Asset No. MH60007681) |  |  |  |  | 0 |  |  |  | 0
8 | 1 | 0 | 0 | H. | 1 | Sewer Cleaning | E2 & CW 2140 |  |  |  | 0 |  |  |  | 0
8 | 1 | 1 | 0 |  | a) | 300mm |  |  |  | 0 | 0 |  | 0 |  | 0
8 | 1 | 1 | 1 |  | i) | Pre-lining Cleaning |  | m | 74.3 | 8 | 594.4 |  | 10 |  | 8
8 | 1 | 1 | 2 |  | ii) | Warranty Cleaning |  | m | 74.3 | 7 | 520.1 |  | 8 |  | 7
8 | 2 | 0 | 0 | H. | 2 | Sewer Inspection | E2 & CW 2145 |  |  | 0 | 0 |  | 0 |  | 0
8 | 2 | 1 | 0 |  | a) | 300mm |  |  |  | 0 | 0 |  | 0 |  | 0
8 | 2 | 1 | 1 |  | i) | Pre-lining Inspection |  | m | 74.3 | 8 | 594.4 |  | 10 |  | 8
8 | 2 | 1 | 2 |  | ii) | Post Lining Inspection |  | m | 74.3 | 8 | 594.4 |  | 10 |  | 8
8 | 2 | 1 | 3 |  | iii) | Warranty Inspection |  | m | 74.3 | 8 | 594.4 |  | 10 |  | 8
8 | 3 | 0 | 0 | H. | 3 | Solid Debris Cutting | CW 2140 |  |  | 0 | 0 |  | 0 |  | 0
8 | 3 | 1 | 0 |  | a) | At Joints and Services |  | each | 1 | 249 | 249 |  | 315 |  | 249
8 | 4 | 0 | 0 | H. | 4 | Remove Intruding Sewer Services | E2 | each | 1 | 399 | 399 |  | 504 |  | 399
8 | 5 | 0 | 0 | H. | 5 | Flow Control | E2 | each | 1 | 1121 | 1121 |  | 1418 |  | 1121
8 | 6 | 0 | 0 | H. | 6 | Full Segment CIPP | E2 |  |  | 0 | 0 |  | 0 |  | 0
8 | 6 | 1 | 0 |  | a) | 300mm |  | m | 74.3 | 200 | 14860 |  | 252 |  | 200
8 | 7 | 0 | 0 | H. | 7 | Reinstatement of Sewer Services | E2 | each | 13 | 218 | 2834 |  | 275 |  | 218
[10 empty] | Subtotal: | 22360.7 |  |  |  | 0
9 | 0 | 0 | 0 | I |  | Blenheim Av (Asset No. MA50015623) - 2nd MH W of Des Meurons (Asset No. MH50012512) to 1st MH E of Overton (Asset No. MH50012513) |  |  |  |  | 0 |  |  |  | 0
9 | 1 | 0 | 0 | I. | 1 | Sewer Cleaning | E2 & CW 2140 |  |  |  | 0 |  |  |  | 0
9 | 1 | 1 | 0 |  | a) | 300mm |  |  |  | 0 | 0 |  |  |  | 0
9 | 1 | 1 | 1 |  | i) | Pre-lining Cleaning |  | m | 109.9 | 8 | 879.2 |  | 10 |  | 8
9 | 1 | 1 | 2 |  | ii) | Warranty Cleaning |  | m | 109.9 | 7 | 769.3 |  | 8 |  | 7
9 | 2 | 0 | 0 | I. | 2 | Sewer Inspection | E2 & CW 2145 |  |  | 0 | 0 |  | 0 |  | 0
9 | 2 | 1 | 0 |  | a) | 300mm |  |  |  | 0 | 0 |  | 0 |  | 0
9 | 2 | 1 | 1 |  | i) | Pre-lining Inspection |  | m | 109.9 | 8 | 879.2 |  | 10 |  | 8
9 | 2 | 1 | 2 |  | ii) | Post Lining Inspection |  | m | 109.9 | 8 | 879.2 |  | 10 |  | 8
9 | 2 | 1 | 3 |  | iii) | Warranty Inspection |  | m | 109.9 | 8 | 879.2 |  | 10 |  | 8
9 | 3 | 0 | 0 | I. | 3 | Solid Debris Cutting | CW 2140 |  |  | 0 | 0 |  | 0 |  | 0
9 | 3 | 1 | 0 |  | a) | At Joints and Services |  | each | 1 | 249 | 249 |  | 315 |  | 249
9 | 4 | 0 | 0 | I. | 4 | Remove Intruding Sewer Services | E2 | each | 2 | 399 | 798 |  | 504 |  | 399
9 | 5 | 0 | 0 | I. | 5 | Flow Control | E2 | each | 1 | 1121 | 1121 |  | 1418 |  | 1121
9 | 6 | 0 | 0 | I. | 6 | Full Segment CIPP | E2 |  |  | 0 | 0 |  | 0 |  | 0
9 | 6 | 1 | 0 |  | a) | 300mm |  | m | 109.9 | 200 | 21980 |  | 252 |  | 200
9 | 7 | 0 | 0 | I. | 7 | Reinstatement of Sewer Services | E2 | each | 11 | 218 | 2398 |  | 275 |  | 218
[10 empty] | Subtotal: | 30832.1 |  |  |  | 0
10 | 0 | 0 | 0 | J |  | Blenheim Av (Asset No. MA50015622) - 1st MH E of Egerton (Asset No. MH50012508) to 2nd MH E of Des Meurons (Asset No. MH50012509) |  |  |  |  | 0 |  |  |  | 0
10 | 1 | 0 | 0 | J. | 1 | Sewer Cleaning | E2 & CW 2140 |  |  | 0 | 0 |  | 0 |  | 0
10 | 1 | 1 | 0 |  | a) | 250mm |  |  |  | 0 | 0 |  | 0 |  | 0
10 | 1 | 1 | 1 |  | i) | Pre-lining Cleaning |  | m | 113.4 | 8 | 907.2 |  | 10 |  | 8
10 | 1 | 1 | 2 |  | ii) | Warranty Cleaning |  | m | 113.4 | 7 | 793.8 |  | 8 |  | 7
10 | 2 | 0 | 0 | J. | 2 | Sewer Inspection | E2 & CW 2145 |  |  | 0 | 0 |  | 0 |  | 0
10 | 2 | 1 | 0 |  | a) | 250mm |  |  |  | 0 | 0 |  | 0 |  | 0
10 | 2 | 1 | 1 |  | i) | Pre-lining Inspection |  | m | 113.4 | 8 | 907.2 |  | 10 |  | 8
10 | 2 | 1 | 2 |  | ii) | Post Lining Inspection |  | m | 113.4 | 8 | 907.2 |  | 10 |  | 8
10 | 2 | 1 | 3 |  | iii) | Warranty Inspection |  | m | 113.4 | 8 | 907.2 |  | 10 |  | 8
10 | 3 | 0 | 0 | J. | 3 | Remove Intruding Sewer Services | E2 | each | 2 | 399 | 798 |  | 0 |  | 0
10 | 4 | 0 | 0 | J. | 4 | Flow Control | E2 | each | 1 | 1121 | 1121 |  | 1418 |  | 1121
10 | 5 | 0 | 0 | J. | 5 | Full Segment CIPP | E2 |  |  | 0 | 0 |  | 0 |  | 0
10 | 5 | 1 | 0 |  | a) | 250mm |  | m | 113.4 | 166 | 18824.4 |  | 210 |  | 166
10 | 6 | 0 | 0 | J. | 6 | Reinstatement of Sewer Services | E2 | each | 17 | 218 | 3706 |  | 275 |  | 218
[10 empty] | Subtotal: | 28872 |  |  |  | 0
11 | 0 | 0 | 0 | K |  | Blenheim Av (Asset No. MA50015621) - 2nd MH E of Des Meurons (Asset No. MH50012509) to 1st MH E of Des Meurons (Asset No. MH50012511) |  |  |  |  | 0 |  |  |  | 0
11 | 1 | 0 | 0 | K. | 1 | Sewer Cleaning | E2 & CW 2140 |  |  |  | 0 |  |  |  | 0
11 | 1 | 1 | 0 |  | a) | 250mm |  |  |  | 0 | 0 |  |  |  | 0
11 | 1 | 1 | 1 |  | i) | Pre-lining Cleaning |  | m | 139.9 | 8 | 1119.2 |  | 10 |  | 8
11 | 1 | 1 | 2 |  | ii) | Warranty Cleaning |  | m | 139.9 | 7 | 979.3 |  | 8 |  | 7
11 | 2 | 0 | 0 | K. | 2 | Sewer Inspection | E2 & CW 2145 |  |  | 0 | 0 |  | 0 |  | 0
11 | 2 | 1 | 0 |  | a) | 250mm |  |  |  | 0 | 0 |  | 0 |  | 0
11 | 2 | 1 | 1 |  | i) | Pre-lining Inspection |  | m | 139.9 | 8 | 1119.2 |  | 10 |  | 8
11 | 2 | 1 | 2 |  | ii) | Post Lining Inspection |  | m | 139.9 | 8 | 1119.2 |  | 10 |  | 8
11 | 2 | 1 | 3 |  | iii) | Warranty Inspection |  | m | 139.9 | 8 | 1119.2 |  | 10 |  | 8
11 | 3 | 0 | 0 | K. | 3 | Solid Debris Cutting | CW 2140 |  |  | 0 | 0 |  | 0 |  | 0
11 | 3 | 1 | 0 |  | a) | At Joints and Services |  | each | 13 | 249 | 3237 |  | 315 |  | 249
11 | 4 | 0 | 0 | K. | 4 | Remove Intruding Sewer Services | E2 | each | 1 | 399 | 399 |  | 504 |  | 399
11 | 5 | 0 | 0 | K. | 5 | Flow Control | E2 | each | 1 | 1121 | 1121 |  | 1418 |  | 1121
11 | 6 | 0 | 0 | K. | 6 | Full Segment CIPP | E2 |  |  | 0 | 0 |  | 0 |  | 0
11 | 6 | 1 | 0 |  | a) | 250mm |  | m | 139.9 | 166 | 23223.4 |  | 210 |  | 166
11 | 7 | 0 | 0 | K. | 7 | Reinstatement of Sewer Services | E2 | each | 23 | 218 | 5014 |  | 275 |  | 218
[10 empty] | Subtotal: | 38450.5 |  |  |  | 0
12 | 0 | 0 | 0 | L |  | Clare Av (Asset No. MA60012492) - MH at Osborne (Asset No. MH60010677) to 1st MH E of Osborne (Asset No. MH60010692) |  |  |  |  | 0 |  |  |  | 0
12 | 1 | 0 | 0 | L. | 1 | Sewer Cleaning | E2 & CW 2140 |  |  |  | 0 |  |  |  | 0
12 | 1 | 1 | 0 |  | a) | 300mm |  |  |  | 0 | 0 |  | 0 |  | 0
12 | 1 | 1 | 1 |  | i) | Pre-lining Cleaning |  | m | 72.3 | 8 | 578.4 |  | 10 |  | 8
12 | 1 | 1 | 2 |  | ii) | Warranty Cleaning |  | m | 72.3 | 7 | 506.1 |  | 8 |  | 7
12 | 2 | 0 | 0 | L. | 2 | Sewer Inspection | E2 & CW 2145 |  |  | 0 | 0 |  | 0 |  | 0
12 | 2 | 1 | 0 |  | a) | 300mm |  |  |  | 0 | 0 |  | 0 |  | 0
12 | 2 | 1 | 1 |  | i) | Pre-lining Inspection |  | m | 72.3 | 8 | 578.4 |  | 10 |  | 8
12 | 2 | 1 | 2 |  | ii) | Post Lining Inspection |  | m | 72.3 | 8 | 578.4 |  | 10 |  | 8
12 | 2 | 1 | 3 |  | iii) | Warranty Inspection |  | m | 72.3 | 8 | 578.4 |  | 10 |  | 8
12 | 3 | 0 | 0 | L. | 3 | Solid Debris Cutting | CW 2140 |  |  | 0 | 0 |  | 0 |  | 0
12 | 3 | 1 | 0 |  | a) | At Joints and Services |  | each | 2 | 249 | 498 |  | 315 |  | 249
12 | 4 | 0 | 0 | L. | 4 | Remove Intruding Sewer Services | E2 | each | 2 | 399 | 798 |  | 504 |  | 399
12 | 5 | 0 | 0 | L. | 5 | Flow Control | E2 | each | 1 | 1121 | 1121 |  | 1418 |  | 1121
12 | 6 | 0 | 0 | L. | 6 | Full Segment CIPP | E2 |  |  | 0 | 0 |  | 0 |  | 0
12 | 6 | 1 | 0 |  | a) | 300mm |  | m | 72.3 | 200 | 14460 |  | 252 |  | 200
12 | 7 | 0 | 0 | L. | 7 | Reinstatement of Sewer Services | E2 | each | 13 | 218 | 2834 |  | 275 |  | 218
[10 empty] | Subtotal: | 22530.7 |  |  |  | 0
13 | 0 | 0 | 0 | M |  | Clonard Av (Asset No. MA50013171) - 1st MH E of Des Meurons (Asset No. MH50010588) to 1st MH W of Des Meurons (Asset No. MH50010589) |  |  |  |  | 0 |  |  |  | 0
13 | 1 | 0 | 0 | M. | 1 | Sewer Cleaning | E2 & CW 2140 |  |  | 0 | 0 |  |  |  | 0
13 | 1 | 1 | 0 |  | a) | 300mm |  |  |  | 0 | 0 |  | 0 |  | 0
13 | 1 | 1 | 1 |  | i) | Pre-lining Cleaning |  | m | 122.2 | 8 | 977.6 |  | 10 |  | 8
13 | 1 | 1 | 2 |  | ii) | Warranty Cleaning |  | m | 122.2 | 7 | 855.4 |  | 8 |  | 7
13 | 2 | 0 | 0 | M. | 2 | Sewer Inspection | E2 & CW 2145 |  |  | 0 | 0 |  | 0 |  | 0
13 | 2 | 1 | 0 |  | a) | 300mm |  |  |  | 0 | 0 |  | 0 |  | 0
13 | 2 | 1 | 1 |  | i) | Pre-lining Inspection |  | m | 122.2 | 8 | 977.6 |  | 10 |  | 8
13 | 2 | 1 | 2 |  | ii) | Post Lining Inspection |  | m | 122.2 | 8 | 977.6 |  | 10 |  | 8
13 | 2 | 1 | 3 |  | iii) | Warranty Inspection |  | m | 122.2 | 8 | 977.6 |  | 10 |  | 8
13 | 3 | 0 | 0 | M. | 3 | Solid Debris Cutting | CW 2140 |  |  | 0 | 0 |  | 0 |  | 0
13 | 3 | 1 | 0 |  | a) | First 3 metres |  | each | 2 | 374 | 748 |  | 473 |  | 374
13 | 3 | 2 | 0 |  | b) | At Joints and Services |  | each | 2 | 249 | 498 |  | 315 |  | 249
13 | 4 | 0 | 0 | M. | 4 | Flow Control | E2 | each | 1 | 1121 | 1121 |  | 1418 |  | 1121
13 | 5 | 0 | 0 | M. | 5 | Full Segment CIPP | E2 |  |  | 0 | 0 |  | 0 |  | 0
13 | 5 | 1 | 0 |  | a) | 300mm |  | m | 122.2 | 200 | 24440 |  | 252 |  | 200
13 | 6 | 0 | 0 | M. | 6 | Reinstatement of Sewer Services | E2 | each | 17 | 218 | 3706 |  | 275 |  | 218
[10 empty] | Subtotal: | 35278.8 |  |  |  | 0
14 | 0 | 0 | 0 | N |  | Haig Av (Asset No. MA50007299) - 1st MH E of Des Meurons (Asset No. MH50006252) to MH at Des Meurons (Asset No. MH50006253) |  |  |  |  | 0 |  |  |  | 0
14 | 1 | 0 | 0 | N. | 1 | Sewer Cleaning | E2 & CW 2140 |  |  |  | 0 |  |  |  | 0
14 | 1 | 1 | 0 |  | a) | 250mm |  |  |  | 0 | 0 |  |  |  | 0
14 | 1 | 1 | 1 |  | i) | Pre-lining Cleaning |  | m | 96.2 | 8 | 769.6 |  | 10 |  | 8
14 | 1 | 1 | 2 |  | ii) | Warranty Cleaning |  | m | 96.2 | 7 | 673.4 |  | 8 |  | 7
14 | 2 | 0 | 0 | N. | 2 | Sewer Inspection | E2 & CW 2145 |  |  | 0 | 0 |  | 0 |  | 0
14 | 2 | 1 | 0 |  | a) | 250mm |  |  |  | 0 | 0 |  | 0 |  | 0
14 | 2 | 1 | 1 |  | i) | Pre-lining Inspection |  | m | 96.2 | 8 | 769.6 |  | 10 |  | 8
14 | 2 | 1 | 2 |  | ii) | Post Lining Inspection |  | m | 96.2 | 8 | 769.6 |  | 10 |  | 8
14 | 2 | 1 | 3 |  | iii) | Warranty Inspection |  | m | 96.2 | 8 | 769.6 |  | 10 |  | 8
14 | 3 | 0 | 0 | N. | 3 | Solid Debris Cutting | CW 2140 |  |  | 0 | 0 |  | 0 |  | 0
14 | 3 | 1 | 0 |  | a) | First 3 metres |  | each | 4 | 374 | 1496 |  | 473 |  | 374
14 | 3 | 2 | 0 |  | b) | At Joints and Services |  | each | 3 | 249 | 747 |  | 315 |  | 249
14 | 4 | 0 | 0 | N. | 4 | Flow Control | E2 | each | 1 | 1121 | 1121 |  | 1418 |  | 1121
14 | 5 | 0 | 0 | N. | 5 | Full Segment CIPP | E2 |  |  | 0 | 0 |  | 0 |  | 0
14 | 5 | 1 | 0 |  | a) | 250mm |  | m | 96.2 | 166 | 15969.2 |  | 210 |  | 166
14 | 6 | 0 | 0 | N. | 6 | Reinstatement of Sewer Services | E2 | each | 15 | 218 | 3270 |  | 275 |  | 218
[10 empty] | Subtotal: | 26355 |  |  |  | 0
15 | 0 | 0 | 0 | O |  | Harrow St (Asset No. MA60010465) - MH at Kingsway (Asset No. MH60009320) to MH at Harvard (Asset No. MH60008830) |  |  |  |  | 0 |  |  |  | 0
15 | 1 | 0 | 0 | O. | 1 | Sewer Cleaning | E2 & CW 2140 |  |  |  | 0 |  |  |  | 0
15 | 1 | 1 | 0 |  | a) | 750mm |  |  |  | 0 | 0 |  |  |  | 0
15 | 1 | 1 | 1 |  | i) | Pre-lining Cleaning |  | m | 105.2 | 11 | 1157.2 |  | 13 |  | 11
15 | 1 | 1 | 2 |  | ii) | Warranty Cleaning |  | m | 105.2 | 9 | 946.8 |  | 11 |  | 9
15 | 2 | 0 | 0 | O. | 2 | Sewer Inspection | E2 & CW 2145 |  |  | 0 | 0 |  |  |  | 0
15 | 2 | 1 | 0 |  | a) | 750mm |  |  |  | 0 | 0 |  |  |  | 0
15 | 2 | 1 | 1 |  | i) | Pre-lining Inspection |  | m | 105.2 | 12 | 1262.4 |  | 14 |  | 12
15 | 2 | 1 | 2 |  | ii) | Post Lining Inspection |  | m | 105.2 | 8 | 841.6 |  | 10 |  | 8
15 | 2 | 1 | 3 |  | iii) | Warranty Inspection |  | m | 105.2 | 8 | 841.6 |  | 10 |  | 8
15 | 3 | 0 | 0 | O. | 3 | Solid Debris Cutting | CW 2140 |  |  | 0 | 0 |  | 0 |  | 0
15 | 3 | 1 | 0 |  | a) | At Joints and Services |  | each | 1 | 249 | 249 |  | 315 |  | 249
15 | 4 | 0 | 0 | O. | 4 | Internal Host Pipe Repairs | E3 |  |  | 0 | 0 |  | 0 |  | 0
15 | 4 | 1 | 0 |  | a) | Concrete Patching |  |  |  | 0 | 0 |  | 0 |  | 0
15 | 4 | 1 | 1 |  | i) | Up to 1.0 metre long |  | each | 2 | 830 | 1660 |  | 1050 |  | 830
15 | 5 | 0 | 0 | O. | 5 | Flow Control | E2 | each | 1 | 1121 | 1121 |  | 1418 |  | 1121
15 | 6 | 0 | 0 | O. | 6 | Full Segment CIPP | E2 |  |  | 0 | 0 |  | 0 |  | 0
15 | 6 | 1 | 0 |  | a) | 750mm |  | m | 105.2 | 515 | 54178 |  | 651 |  | 515
15 | 7 | 0 | 0 | O. | 7 | Reinstatement of Sewer Services | E2 | each | 9 | 218 | 1962 |  | 275 |  | 218
[10 empty] | Subtotal: | 64219.6 |  |  |  | 0
16 | 0 | 0 | 0 | P |  | Harrow St (Asset No. MA60010536) - MH at Harvard (Asset No. MH60008830) to MH at Yale (Asset No. MH60006235) |  |  |  |  | 0 |  |  |  | 0
16 | 1 | 0 | 0 | P. | 1 | Sewer Cleaning | E2 & CW 2140 |  |  |  | 0 |  |  |  | 0
16 | 1 | 1 | 0 |  | a) | 900mm |  |  |  | 0 | 0 |  |  |  | 0
16 | 1 | 1 | 1 |  | i) | Pre-lining Cleaning |  | m | 93.1 | 11 | 1024.1 |  | 13 |  | 11
16 | 1 | 1 | 2 |  | ii) | Warranty Cleaning |  | m | 93.1 | 9 | 837.9 |  | 11 |  | 9
16 | 2 | 0 | 0 | P. | 2 | Catchbasin Lead Cleaning | E4 & CW 2140 |  |  | 0 | 0 |  |  |  | 0
16 | 2 | 1 | 0 |  | a) | 200mm catchbasin lead |  | m | 10 | 17 | 170 |  | 21 |  | 17
16 | 3 | 0 | 0 | P. | 3 | Sewer Inspection | E2 & CW 2145 |  |  | 0 | 0 |  | 0 |  | 0
16 | 3 | 1 | 0 |  | a) | 900mm |  |  |  | 0 | 0 |  | 0 |  | 0
16 | 3 | 1 | 1 |  | i) | Pre-lining Inspection |  | m | 93.1 | 12 | 1117.2 |  | 14 |  | 12
16 | 3 | 1 | 2 |  | ii) | Post Lining Inspection |  | m | 93.1 | 8 | 744.8 |  | 10 |  | 8
16 | 3 | 1 | 3 |  | iii) | Warranty Inspection |  | m | 93.1 | 8 | 744.8 |  | 10 |  | 8
16 | 4 | 0 | 0 | P. | 4 | Catchbasin Lead Inspection | E4 & CW 2145 |  |  | 0 | 0 |  | 0 |  | 0
16 | 4 | 1 | 0 |  | a) | 200mm catchbasin lead |  | m | 10 | 26 | 260 |  | 32 |  | 26
16 | 5 | 0 | 0 | P. | 5 | Solid Debris Cutting | CW 2140 |  |  | 0 | 0 |  | 0 |  | 0
16 | 5 | 1 | 0 |  | a) | First 3 metres |  | each | 1 | 374 | 374 |  | 473 |  | 374
16 | 6 | 0 | 0 | P. | 6 | Additional Solid Debris Cutting | E2 | m | 1 | 166 | 166 |  | 210 |  | 166
16 | 7 | 0 | 0 | P. | 7 | Remove Intruding Sewer Services | E2 | each | 1 | 399 | 399 |  | 504 |  | 399
16 | 8 | 0 | 0 | P. | 8 | Internal Host Pipe Repairs | E3 |  |  | 0 | 0 |  | 0 |  | 0
16 | 8 | 1 | 0 |  | a) | Concrete Patching |  |  |  | 0 | 0 |  | 0 |  | 0
16 | 8 | 1 | 1 |  | i) | Up to 1.0 metre long |  | each | 2 | 830 | 1660 |  | 1050 |  | 830
16 | 8 | 1 | 2 |  | ii) | In excess of 1.0 metre long |  | m | 4 | 249 | 996 |  | 315 |  | 249
16 | 9 | 0 | 0 | P. | 9 | Flow Control | E2 | each | 1 | 1121 | 1121 |  | 1418 |  | 1121
16 | 10 | 0 | 0 | P. | 10 | Full Segment CIPP | E2 |  |  | 0 | 0 |  | 0 |  | 0
16 | 10 | 1 | 0 |  | a) | 900mm |  | m | 93.1 | 593 | 55208.3 |  | 750 |  | 593
16 | 11 | 0 | 0 | P. | 11 | Reinstatement of Sewer Services | E2 | each | 6 | 218 | 1308 |  | 275 |  | 218
[10 empty] | Subtotal: | 66131.1 |  |  |  | 0
17 | 0 | 0 | 0 | Q |  | Moray St (Asset No. MA20006543) - MH at Strauss (Asset No. MH20006069) to 1st MH N of Ness (Asset No. MH20006017) |  |  |  |  | 0 |  |  |  | 0
17 | 1 | 0 | 0 | Q. | 1 | Sewer Cleaning | E2 & CW 2140 |  |  |  | 0 |  |  |  | 0
17 | 1 | 1 | 0 |  | a) | 600mm |  |  |  | 0 | 0 |  | 0 |  | 0
17 | 1 | 1 | 1 |  | i) | Pre-lining Cleaning |  | m | 107.2 | 11 | 1179.2 |  | 13 |  | 11
17 | 1 | 1 | 2 |  | ii) | Warranty Cleaning |  | m | 107.2 | 9 | 964.8 |  | 11 |  | 9
17 | 2 | 0 | 0 | Q. | 2 | Sewer Inspection | E2 & CW 2145 |  |  | 0 | 0 |  |  |  | 0
17 | 2 | 1 | 0 |  | a) | 600mm |  |  |  | 0 | 0 |  |  |  | 0
17 | 2 | 1 | 1 |  | i) | Pre-lining Inspection |  | m | 107.2 | 12 | 1286.4 |  | 14 |  | 12
17 | 2 | 1 | 2 |  | ii) | Post Lining Inspection |  | m | 107.2 | 8 | 857.6 |  | 10 |  | 8
17 | 2 | 1 | 3 |  | iii) | Warranty Inspection |  | m | 107.2 | 8 | 857.6 |  | 10 |  | 8
17 | 3 | 0 | 0 | Q. | 3 | Solid Debris Cutting | CW 2140 |  |  | 0 | 0 |  | 0 |  | 0
17 | 3 | 1 | 0 |  | a) | At Joints and Services |  | each | 1 | 249 | 249 |  | 315 |  | 249
17 | 4 | 0 | 0 | Q. | 4 | Flow Control | E2 | each | 1 | 2904 | 2904 |  | 3675 |  | 2904
17 | 5 | 0 | 0 | Q. | 5 | Full Segment CIPP | E2 |  |  | 0 | 0 |  | 0 |  | 0
17 | 5 | 1 | 0 |  | a) | 600mm |  | m | 107.2 | 399 | 42772.8 |  | 504 |  | 399
[10 empty] | Subtotal: | 51071.4 |  |  |  | 0
18 | 0 | 0 | 0 | R |  | Moray St (Asset No. MA20006541) - 1st MH N of Ness (Asset No. MH20006017) to MH at Ness (Asset No. MH20006015) |  |  |  |  | 0 |  |  |  | 0
18 | 1 | 0 | 0 | R. | 1 | Sewer Cleaning | E2 & CW 2140 |  |  |  | 0 |  |  |  | 0
18 | 1 | 1 | 0 |  | a) | 600mm |  |  |  | 0 | 0 |  | 0 |  | 0
18 | 1 | 1 | 1 |  | i) | Pre-lining Cleaning |  | m | 106.2 | 11 | 1168.2 |  | 13 |  | 11
18 | 1 | 1 | 2 |  | ii) | Warranty Cleaning |  | m | 106.2 | 9 | 955.8 |  | 11 |  | 9
18 | 2 | 0 | 0 | R. | 2 | Sewer Inspection | E2 & CW 2145 |  |  | 0 | 0 |  |  |  | 0
18 | 2 | 1 | 0 |  | a) | 600mm |  |  |  | 0 | 0 |  |  |  | 0
18 | 2 | 1 | 1 |  | i) | Pre-lining Inspection |  | m | 106.2 | 12 | 1274.4 |  | 14 |  | 12
18 | 2 | 1 | 2 |  | ii) | Post Lining Inspection |  | m | 106.2 | 8 | 849.6 |  | 10 |  | 8
18 | 2 | 1 | 3 |  | iii) | Warranty Inspection |  | m | 106.2 | 8 | 849.6 |  | 10 |  | 8
18 | 3 | 0 | 0 | R. | 3 | Solid Debris Cutting | CW 2140 |  |  | 0 | 0 |  | 0 |  | 0
18 | 3 | 1 | 0 |  | a) | At Joints and Services |  | each | 3 | 249 | 747 |  | 315 |  | 249
18 | 4 | 0 | 0 | R. | 4 | Remove Intruding Sewer Services | E2 | each | 1 | 399 | 399 |  | 504 |  | 399
18 | 5 | 0 | 0 | R. | 5 | Flow Control | E2 | each | 1 | 2904 | 2904 |  | 3675 |  | 2904
18 | 6 | 0 | 0 | R. | 6 | Full Segment CIPP | E2 |  |  | 0 | 0 |  | 0 |  | 0
18 | 6 | 1 | 0 |  | a) | 600mm |  | m | 106.2 | 399 | 42373.8 |  | 504 |  | 399
18 | 7 | 0 | 0 | R. | 7 | Reinstatement of Sewer Services | E2 | each | 1 | 218 | 218 |  | 275 |  | 218
[10 empty] | Subtotal: | 51739.4 |  |  |  | 0
19 | 0 | 0 | 0 | S |  | Pinewood Dr (Asset No. MA20005687) - 1st MH E of Moray (Asset No. MH20005206) to MH at Moray (Asset No. MH20005205) |  |  |  |  | 0 |  |  |  | 0
19 | 1 | 0 | 0 | S. | 1 | Sewer Cleaning | E2 & CW 2140 |  |  |  | 0 |  |  |  | 0
19 | 1 | 1 | 0 |  | a) | 200mm |  |  |  | 0 | 0 |  | 0 |  | 0
19 | 1 | 1 | 1 |  | i) | Pre-lining Cleaning |  | m | 102.6 | 8 | 820.8 |  | 10 |  | 8
19 | 1 | 1 | 2 |  | ii) | Warranty Cleaning |  | m | 102.6 | 7 | 718.2 |  | 8 |  | 7
19 | 1 | 2 | 0 |  | b) | 250mm |  |  |  | 0 | 0 |  | 0 |  | 0
19 | 1 | 2 | 1 |  | i) | Pre-lining Cleaning |  | m | 9.5 | 8 | 76 |  | 10 |  | 8
19 | 1 | 2 | 2 |  | ii) | Warranty Cleaning |  | m | 9.5 | 7 | 66.5 |  | 8 |  | 7
19 | 2 | 0 | 0 | S. | 2 | Catchbasin Lead Cleaning | E4 & CW 2140 |  |  | 0 | 0 |  | 0 |  | 0
19 | 2 | 1 | 0 |  | a) | 200mm catchbasin lead |  | m | 11 | 17 | 187 |  | 21 |  | 17
19 | 3 | 0 | 0 | S. | 3 | Sewer Inspection | E2 & CW 2145 |  |  | 0 | 0 |  | 0 |  | 0
19 | 3 | 1 | 0 |  | a) | 200mm |  |  |  | 0 | 0 |  | 0 |  | 0
19 | 3 | 1 | 1 |  | i) | Pre-lining Inspection |  | m | 102.6 | 8 | 820.8 |  | 10 |  | 8
19 | 3 | 1 | 2 |  | ii) | Post Lining Inspection |  | m | 102.6 | 8 | 820.8 |  | 10 |  | 8
19 | 3 | 1 | 3 |  | iii) | Warranty Inspection |  | m | 102.6 | 8 | 820.8 |  | 10 |  | 8
19 | 3 | 2 | 0 |  | b) | 200mm |  |  |  | 0 | 0 |  | 0 |  | 0
19 | 3 | 2 | 1 |  | i) | Pre-lining Inspection |  | m | 9.5 | 8 | 76 |  | 10 |  | 8
19 | 3 | 2 | 2 |  | ii) | Post Lining Inspection |  | m | 9.5 | 8 | 76 |  | 10 |  | 8
19 | 3 | 2 | 3 |  | iii) | Warranty Inspection |  | m | 9.5 | 8 | 76 |  | 10 |  | 8
19 | 4 | 0 | 0 | S. | 4 | Catchbasin Lead Inspection | E4 & CW 2145 |  |  | 0 | 0 |  | 0 |  | 0
19 | 4 | 1 | 0 |  | a) | 200mm catchbasin lead |  | m | 11 | 26 | 286 |  | 32 |  | 26
19 | 5 | 0 | 0 | S. | 5 | Solid Debris Cutting | CW 2140 |  |  | 0 | 0 |  | 0 |  | 0
19 | 5 | 1 | 0 |  | a) | First 3 metres |  | each | 2 | 374 | 748 |  | 473 |  | 374
19 | 5 | 2 | 0 |  | b) | At Joints and Services |  | each | 3 | 249 | 747 |  | 315 |  | 249
19 | 6 | 0 | 0 | S. | 6 | Remove Intruding Sewer Services | E2 | each | 3 | 399 | 1197 |  | 504 |  | 399
19 | 7 | 0 | 0 | S. | 7 | Flow Control | E2 | each | 1 | 1121 | 1121 |  | 1418 |  | 1121
19 | 8 | 0 | 0 | S. | 8 | Full Segment CIPP | E2 |  |  | 0 | 0 |  | 0 |  | 0
19 | 8 | 1 | 0 |  | a) | 200mm |  | m | 102.6 | 166 | 17031.6 |  | 210 |  | 166
19 | 8 | 2 | 0 |  | b) | 250mm |  | m | 9.5 | 166 | 1577 |  | 210 |  | 166
19 | 9 | 0 | 0 | S. | 9 | Reinstatement of Sewer Services | E2 | each | 12 | 218 | 2616 |  | 275 |  | 218
[10 empty] | Subtotal: | 29882.5 |  |  |  | 0
20 | 0 | 0 | 0 | T |  | Pinewood Dr (Asset No. MA20005688) - 1st MH E of Moray (Asset No. MH20005206) to 2nd MH E of Moray (Asset No. MH20004886) |  |  |  |  | 0 |  |  |  | 0
20 | 1 | 0 | 0 | T. | 1 | Sewer Cleaning | E2 & CW 2140 |  |  |  | 0 |  |  |  | 0
20 | 1 | 1 | 0 |  | a) | 200mm |  |  |  | 0 | 0 |  | 0 |  | 0
20 | 1 | 1 | 1 |  | i) | Pre-lining Cleaning |  | m | 111.7 | 8 | 893.6 |  | 10 |  | 8
20 | 1 | 1 | 2 |  | ii) | Warranty Cleaning |  | m | 111.7 | 7 | 781.9 |  | 8 |  | 7
20 | 2 | 0 | 0 | T. | 2 | Sewer Inspection | E2 & CW 2145 |  |  | 0 | 0 |  | 0 |  | 0
20 | 2 | 1 | 0 |  | a) | 200mm |  |  |  | 0 | 0 |  | 0 |  | 0
20 | 2 | 1 | 1 |  | i) | Pre-lining Inspection |  | m | 111.7 | 8 | 893.6 |  | 10 |  | 8
20 | 2 | 1 | 2 |  | ii) | Post Lining Inspection |  | m | 111.7 | 8 | 893.6 |  | 10 |  | 8
20 | 2 | 1 | 3 |  | iii) | Warranty Inspection |  | m | 111.7 | 8 | 893.6 |  | 10 |  | 8
20 | 3 | 0 | 0 | T. | 3 | Solid Debris Cutting | CW 2140 |  |  | 0 | 0 |  | 0 |  | 0
20 | 3 | 1 | 0 |  | a) | First 3 metres |  | each | 1 | 374 | 374 |  | 473 |  | 374
20 | 3 | 2 | 0 |  | b) | At Joints and Services |  | each | 10 | 249 | 2490 |  | 315 |  | 249
20 | 4 | 0 | 0 | T. | 4 | Remove Intruding Sewer Services | E2 | each | 2 | 399 | 798 |  | 504 |  | 399
20 | 5 | 0 | 0 | T. | 5 | Flow Control | E2 | each | 1 | 1121 | 1121 |  | 1418 |  | 1121
20 | 6 | 0 | 0 | T. | 6 | Full Segment CIPP | E2 |  |  | 0 | 0 |  | 0 |  | 0
20 | 6 | 1 | 0 |  | a) | 200mm |  | m | 111.7 | 166 | 18542.2 |  | 210 |  | 166
20 | 7 | 0 | 0 | T. | 7 | Reinstatement of Sewer Services | E2 | each | 23 | 218 | 5014 |  | 275 |  | 218
[10 empty] | Subtotal: | 32695.5 |  |  |  | 0
21 | 0 | 0 | 0 | U |  | Pinewood Dr (Asset No. MA20005336) - 2nd MH E of Moray (Asset No. MH20004886) to 3rd MH E of Moray (Asset No. MH20004887) |  |  |  |  | 0 |  |  |  | 0
21 | 1 | 0 | 0 | U. | 1 | Sewer Cleaning | E2 & CW 2140 |  |  |  | 0 |  |  |  | 0
21 | 1 | 1 | 0 |  | a) | 200mm |  |  |  | 0 | 0 |  | 0 |  | 0
21 | 1 | 1 | 1 |  | i) | Pre-lining Cleaning |  | m | 60.4 | 8 | 483.2 |  | 10 |  | 8
21 | 1 | 1 | 2 |  | ii) | Warranty Cleaning |  | m | 60.4 | 7 | 422.8 |  | 8 |  | 7
21 | 2 | 0 | 0 | U. | 2 | Sewer Inspection | E2 & CW 2145 |  |  | 0 | 0 |  | 0 |  | 0
21 | 2 | 1 | 0 |  | a) | 200mm |  |  |  | 0 | 0 |  | 0 |  | 0
21 | 2 | 1 | 1 |  | i) | Pre-lining Inspection |  | m | 60.4 | 8 | 483.2 |  | 10 |  | 8
21 | 2 | 1 | 2 |  | ii) | Post Lining Inspection |  | m | 60.4 | 8 | 483.2 |  | 10 |  | 8
21 | 2 | 1 | 3 |  | iii) | Warranty Inspection |  | m | 60.4 | 8 | 483.2 |  | 10 |  | 8
21 | 3 | 0 | 0 | U. | 3 | Solid Debris Cutting | CW 2140 |  |  | 0 | 0 |  | 0 |  | 0
21 | 3 | 1 | 0 |  | a) | At Joints and Services |  | each | 2 | 249 | 498 |  | 315 |  | 249
21 | 4 | 0 | 0 | U. | 4 | Flow Control | E2 | each | 1 | 1121 | 1121 |  | 1418 |  | 1121
21 | 5 | 0 | 0 | U. | 5 | Full Segment CIPP | E2 |  |  | 0 | 0 |  | 0 |  | 0
21 | 5 | 1 | 0 |  | a) | 200mm |  | m | 60.4 | 166 | 10026.4 |  | 210 |  | 166
21 | 6 | 0 | 0 | U. | 6 | Reinstatement of Sewer Services | E2 | each | 6 | 218 | 1308 |  | 275 |  | 218
[10 empty] | Subtotal: | 15309 |  |  |  | 0
22 | 0 | 0 | 0 | V |  | Ronald St (Asset No. MA20005638) - MH at Portage SPL (Asset No. MH20005159) to MH at Portage NPL (Asset No. MH20005160) |  |  |  |  | 0 |  |  |  | 0
22 | 1 | 0 | 0 | V. | 1 | Sewer Cleaning | E2 & CW 2140 |  |  |  | 0 |  |  |  | 0
22 | 1 | 1 | 0 |  | a) | 200mm |  |  |  | 0 | 0 |  | 0 |  | 0
22 | 1 | 1 | 1 |  | i) | Pre-lining Cleaning |  | m | 52.2 | 8 | 417.6 |  | 10 |  | 8
22 | 1 | 1 | 2 |  | ii) | Warranty Cleaning |  | m | 52.2 | 7 | 365.4 |  | 8 |  | 7
22 | 2 | 0 | 0 | V. | 2 | Sewer Inspection | E2 & CW 2145 |  |  | 0 | 0 |  | 0 |  | 0
22 | 2 | 1 | 0 |  | a) | 200mm |  |  |  | 0 | 0 |  | 0 |  | 0
22 | 2 | 1 | 1 |  | i) | Pre-lining Inspection |  | m | 52.2 | 8 | 417.6 |  | 10 |  | 8
22 | 2 | 1 | 2 |  | ii) | Post Lining Inspection |  | m | 52.2 | 8 | 417.6 |  | 10 |  | 8
22 | 2 | 1 | 3 |  | iii) | Warranty Inspection |  | m | 52.2 | 8 | 417.6 |  | 10 |  | 8
22 | 3 | 0 | 0 | V. | 3 | Solid Debris Cutting | CW 2140 |  |  | 0 | 0 |  | 0 |  | 0
22 | 3 | 1 | 0 |  | a) | At Joints and Services |  | each | 1 | 249 | 249 |  | 315 |  | 249
22 | 4 | 0 | 0 | V. | 4 | Flow Control | E2 | each | 1 | 1121 | 1121 |  | 1418 |  | 1121
22 | 5 | 0 | 0 | V. | 5 | Full Segment CIPP | E2 |  |  | 0 | 0 |  | 0 |  | 0
22 | 5 | 1 | 0 |  | a) | 200mm |  | m | 52.2 | 166 | 8665.2 |  | 210 |  | 166
[10 empty] | Subtotal: | 12071 |  |  |  | 0
23 | 0 | 0 | 0 | W |  | St. Charles St (Asset No. MA20004909) - 1st MH N of Allard (Asset No. MH20004513) to MH at Allard (Asset No. MH20004518) |  |  |  |  | 0 |  |  |  | 0
23 | 1 | 0 | 0 | W. | 1 | Sewer Cleaning | E2 & CW 2140 |  |  | 0 | 0 |  | 0 |  | 0
23 | 1 | 1 | 0 |  | a) | 250mm |  |  |  | 0 | 0 |  | 0 |  | 0
23 | 1 | 1 | 1 |  | i) | Pre-lining Cleaning |  | m | 74.2 | 8 | 593.6 |  | 10 |  | 8
23 | 1 | 1 | 2 |  | ii) | Warranty Cleaning |  | m | 74.2 | 7 | 519.4 |  | 8 |  | 7
23 | 2 | 0 | 0 | W. | 2 | Sewer Inspection | E2 & CW 2145 |  |  | 0 | 0 |  | 0 |  | 0
23 | 2 | 1 | 0 |  | a) | 250mm |  |  |  | 0 | 0 |  | 0 |  | 0
23 | 2 | 1 | 1 |  | i) | Pre-lining Inspection |  | m | 74.2 | 8 | 593.6 |  | 10 |  | 8
23 | 2 | 1 | 2 |  | ii) | Post Lining Inspection |  | m | 74.2 | 8 | 593.6 |  | 10 |  | 8
23 | 2 | 1 | 3 |  | iii) | Warranty Inspection |  | m | 74.2 | 8 | 593.6 |  | 10 |  | 8
23 | 3 | 0 | 0 | W. | 3 | Solid Debris Cutting | CW 2140 |  |  | 0 | 0 |  | 0 |  | 0
23 | 3 | 1 | 0 |  | a) | First 3 metres |  | each | 2 | 374 | 748 |  | 473 |  | 374
23 | 3 | 2 | 0 |  | b) | At Joints and Services |  | each | 1 | 249 | 249 |  | 315 |  | 249
23 | 4 | 0 | 0 | W. | 4 | Flow Control | E2 | each | 1 | 1121 | 1121 |  | 1418 |  | 1121
23 | 5 | 0 | 0 | W. | 5 | Full Segment CIPP | E2 |  |  | 0 | 0 |  | 0 |  | 0
23 | 5 | 1 | 0 |  | a) | 250mm |  | m | 74.2 | 166 | 12317.2 |  | 210 |  | 166
23 | 6 | 0 | 0 | W. | 6 | Reinstatement of Sewer Services | E2 | each | 7 | 218 | 1526 |  | 275 |  | 218
[10 empty] | Subtotal: | 18855 |  |  |  | 0
24 | 0 | 0 | 0 | X |  | St. Charles St (Asset No. MA20004825) - MH at Augier (Asset No. MH20004444) to 1st MH S of Sansome (Asset No. MH20004443) |  |  |  |  | 0 |  |  |  | 0
24 | 1 | 0 | 0 | X. | 1 | Sewer Cleaning | E2 & CW 2140 |  |  | 0 | 0 |  | 0 |  | 0
24 | 1 | 1 | 0 |  | a) | 250mm |  |  |  | 0 | 0 |  | 0 |  | 0
24 | 1 | 1 | 1 |  | i) | Pre-lining Cleaning |  | m | 86.1 | 8 | 688.8 |  | 10 |  | 8
24 | 1 | 1 | 2 |  | ii) | Warranty Cleaning |  | m | 86.1 | 7 | 602.7 |  | 8 |  | 7
24 | 2 | 0 | 0 | X. | 2 | Sewer Inspection | E2 & CW 2145 |  |  | 0 | 0 |  | 0 |  | 0
24 | 2 | 1 | 0 |  | a) | 250mm |  |  |  | 0 | 0 |  | 0 |  | 0
24 | 2 | 1 | 1 |  | i) | Pre-lining Inspection |  | m | 86.1 | 8 | 688.8 |  | 10 |  | 8
24 | 2 | 1 | 2 |  | ii) | Post Lining Inspection |  | m | 86.1 | 8 | 688.8 |  | 10 |  | 8
24 | 2 | 1 | 3 |  | iii) | Warranty Inspection |  | m | 86.1 | 8 | 688.8 |  | 10 |  | 8
24 | 3 | 0 | 0 | X. | 3 | Solid Debris Cutting | CW 2140 |  |  | 0 | 0 |  | 0 |  | 0
24 | 3 | 1 | 0 |  | a) | At Joints and Services |  | each | 1 | 249 | 249 |  | 315 |  | 249
24 | 4 | 0 | 0 | X. | 4 | Remove Intruding Sewer Services | E2 | each | 3 | 399 | 1197 |  | 504 |  | 399
24 | 5 | 0 | 0 | X. | 5 | Flow Control | E2 | each | 1 | 1121 | 1121 |  | 1418 |  | 1121
24 | 6 | 0 | 0 | X. | 6 | Full Segment CIPP | E2 |  |  | 0 | 0 |  | 0 |  | 0
24 | 6 | 1 | 0 |  | a) | 250mm |  | m | 86.1 | 166 | 14292.6 |  | 210 |  | 166
24 | 7 | 0 | 0 | X. | 7 | Reinstatement of Sewer Services | E2 | each | 11 | 218 | 2398 |  | 275 |  | 218
[10 empty] | Subtotal: | 22615.5 |  |  |  | 0
25 | 0 | 0 | 0 | Y |  | St. Charles St (Asset No. MA20004824) - 1st MH S of Sansome (Asset No. MH20004443) to MH at Sansome (Asset No. MH20004497) |  |  |  |  | 0 |  |  |  | 0
25 | 1 | 0 | 0 | Y. | 1 | Sewer Cleaning | E2 & CW 2140 |  |  |  | 0 |  |  |  | 0
25 | 1 | 1 | 0 |  | a) | 250mm |  |  |  | 0 | 0 |  | 0 |  | 0
25 | 1 | 1 | 1 |  | i) | Pre-lining Cleaning |  | m | 83.7 | 8 | 669.6 |  | 10 |  | 8
25 | 1 | 1 | 2 |  | ii) | Warranty Cleaning |  | m | 83.7 | 7 | 585.9 |  | 8 |  | 7
25 | 2 | 0 | 0 | Y. | 2 | Sewer Inspection | E2 & CW 2145 |  |  | 0 | 0 |  | 0 |  | 0
25 | 2 | 1 | 0 |  | a) | 250mm |  |  |  | 0 | 0 |  | 0 |  | 0
25 | 2 | 1 | 1 |  | i) | Pre-lining Inspection |  | m | 83.7 | 8 | 669.6 |  | 10 |  | 8
25 | 2 | 1 | 2 |  | ii) | Post Lining Inspection |  | m | 83.7 | 8 | 669.6 |  | 10 |  | 8
25 | 2 | 1 | 3 |  | iii) | Warranty Inspection |  | m | 83.7 | 8 | 669.6 |  | 10 |  | 8
25 | 3 | 0 | 0 | Y. | 3 | Remove Intruding Sewer Services | E2 | each | 2 | 399 | 798 |  | 504 |  | 399
25 | 4 | 0 | 0 | Y. | 4 | Flow Control | E2 | each | 1 | 1121 | 1121 |  | 1418 |  | 1121
25 | 5 | 0 | 0 | Y. | 5 | Full Segment CIPP | E2 |  |  | 0 | 0 |  | 0 |  | 0
25 | 5 | 1 | 0 |  | a) | 250mm |  | m | 83.7 | 166 | 13894.2 |  | 210 |  | 166
25 | 6 | 0 | 0 | Y. | 6 | Reinstatement of Sewer Services | E2 | each | 5 | 218 | 1090 |  | 275 |  | 218
[10 empty] | Subtotal: | 20167.5 |  |  |  | 0
26 | 0 | 0 | 0 | Z |  | St. Charles St (Asset No. MA20004884) - 1st MH S of Lepine (Asset No. MH20004491) to MH at Sansome (Asset No. MH20004497) |  |  |  |  | 0 |  |  |  | 0
26 | 1 | 0 | 0 | Z. | 1 | Sewer Cleaning | E2 & CW 2140 |  |  | 0 | 0 |  | 0 |  | 0
26 | 1 | 1 | 0 |  | a) | 250mm |  |  |  | 0 | 0 |  | 0 |  | 0
26 | 1 | 1 | 1 |  | i) | Pre-lining Cleaning |  | m | 83.8 | 8 | 670.4 |  | 10 |  | 8
26 | 1 | 1 | 2 |  | ii) | Warranty Cleaning |  | m | 83.8 | 7 | 586.6 |  | 8 |  | 7
26 | 2 | 0 | 0 | Z. | 2 | Sewer Inspection | E2 & CW 2145 |  |  | 0 | 0 |  | 0 |  | 0
26 | 2 | 1 | 0 |  | a) | 250mm |  |  |  | 0 | 0 |  | 0 |  | 0
26 | 2 | 1 | 1 |  | i) | Pre-lining Inspection |  | m | 83.8 | 8 | 670.4 |  | 10 |  | 8
26 | 2 | 1 | 2 |  | ii) | Post Lining Inspection |  | m | 83.8 | 8 | 670.4 |  | 10 |  | 8
26 | 2 | 1 | 3 |  | iii) | Warranty Inspection |  | m | 83.8 | 8 | 670.4 |  | 10 |  | 8
26 | 3 | 0 | 0 | Z. | 3 | Solid Debris Cutting | CW 2140 |  |  | 0 | 0 |  | 0 |  | 0
26 | 3 | 1 | 0 |  | a) | First 3 metres |  | each | 1 | 374 | 374 |  | 473 |  | 374
26 | 4 | 0 | 0 | Z. | 4 | Flow Control | E2 | each | 1 | 1121 | 1121 |  | 1418 |  | 1121
26 | 5 | 0 | 0 | Z. | 5 | Full Segment CIPP | E2 |  |  | 0 | 0 |  | 0 |  | 0
26 | 5 | 1 | 0 |  | a) | 250mm |  | m | 83.8 | 166 | 13910.8 |  | 210 |  | 166
26 | 6 | 0 | 0 | Z. | 6 | Reinstatement of Sewer Services | E2 | each | 7 | 218 | 1526 |  | 275 |  | 218
[10 empty] | Subtotal: | 20200 |  |  |  | 0
27 | 0 | 0 | 0 | AA |  | St. Charles St (Asset No. MA20004883) - MH at Lepine (Asset No. MH20004516) 1st MH S of Lepine (Asset No. MH20004491) |  |  |  |  | 0 |  |  |  | 0
27 | 1 | 0 | 0 | AA | 1 | Sewer Cleaning | E2 & CW 2140 |  |  |  | 0 |  |  |  | 0
27 | 1 | 1 | 0 |  | a) | 250mm |  |  |  | 0 | 0 |  | 0 |  | 0
27 | 1 | 1 | 1 |  | i) | Pre-lining Cleaning |  | m | 83.9 | 8 | 671.2 |  | 10 |  | 8
27 | 1 | 1 | 2 |  | ii) | Warranty Cleaning |  | m | 83.9 | 7 | 587.3 |  | 8 |  | 7
27 | 2 | 0 | 0 | AA | 2 | Sewer Inspection | E2 & CW 2145 |  |  | 0 | 0 |  | 0 |  | 0
27 | 2 | 1 | 0 |  | a) | 250mm |  |  |  | 0 | 0 |  | 0 |  | 0
27 | 2 | 1 | 1 |  | i) | Pre-lining Inspection |  | m | 83.9 | 8 | 671.2 |  | 10 |  | 8
27 | 2 | 1 | 2 |  | ii) | Post Lining Inspection |  | m | 83.9 | 8 | 671.2 |  | 10 |  | 8
27 | 2 | 1 | 3 |  | iii) | Warranty Inspection |  | m | 83.9 | 8 | 671.2 |  | 10 |  | 8
27 | 3 | 0 | 0 | AA | 3 | Solid Debris Cutting | CW 2140 |  |  | 0 | 0 |  | 0 |  | 0
27 | 3 | 1 | 0 |  | a) | First 3 metres |  | each | 3 | 374 | 1122 |  | 473 |  | 374
27 | 4 | 0 | 0 | AA | 4 | Additional Solid Debris Cutting | E2 | m | 3 | 166 | 498 |  | 210 |  | 166
27 | 5 | 0 | 0 | AA | 5 | Flow Control | E2 | each | 1 | 1121 | 1121 |  | 1418 |  | 1121
27 | 6 | 0 | 0 | AA | 6 | Full Segment CIPP | E2 |  |  | 0 | 0 |  | 0 |  | 0
27 | 6 | 1 | 0 |  | a) | 250mm |  | m | 83.9 | 166 | 13927.4 |  | 210 |  | 166
27 | 7 | 0 | 0 | AA | 7 | Reinstatement of Sewer Services | E2 | each | 7 | 218 | 1526 |  | 275 |  | 218
[10 empty] | Subtotal: | 21466.5 |  |  |  | 0
28 | 0 | 0 | 0 | AB |  | St. Mary’s Rd (Asset No. MA50010558) - MH at Morier (Asset No. MH50008562) 1st 1st MH S of Morier (Asset No. MH50008566) |  |  |  |  | 0 |  |  |  | 0
28 | 1 | 0 | 0 | AB | 1 | Sewer Cleaning | E2 & CW 2140 |  |  |  | 0 |  |  |  | 0
28 | 1 | 1 | 0 |  | a) | 1125mm x 750mm |  |  |  | 0 | 0 |  | 0 |  | 0
28 | 1 | 1 | 1 |  | i) | Pre-lining Cleaning |  | m | 81.3 | 8 | 650.4 |  | 10 |  | 8
28 | 1 | 1 | 2 |  | ii) | Warranty Cleaning |  | m | 81.3 | 7 | 569.1 |  | 8 |  | 7
28 | 2 | 0 | 0 | AB | 2 | Sewer Inspection | E2 & CW 2145 |  |  | 0 | 0 |  | 0 |  | 0
28 | 2 | 1 | 0 |  | a) | 1125mm x 750mm |  |  |  | 0 | 0 |  | 0 |  | 0
28 | 2 | 1 | 1 |  | i) | Pre-lining Inspection |  | m | 81.3 | 8 | 650.4 |  | 10 |  | 8
28 | 2 | 1 | 2 |  | ii) | Post Lining Inspection |  | m | 81.3 | 8 | 650.4 |  | 10 |  | 8
28 | 2 | 1 | 3 |  | iii) | Warranty Inspection |  | m | 81.3 | 8 | 650.4 |  | 10 |  | 8
28 | 3 | 0 | 0 | AB | 3 | Flow Control | E2 | each | 1 | 2844 | 2844 |  | 3600 |  | 2844
28 | 4 | 0 | 0 | AB | 4 | Full Segment CIPP | E2 |  |  | 0 | 0 |  | 0 |  | 0
28 | 4 | 1 | 0 |  | a) | 1125mm x 750mm |  | m | 81.3 | 790 | 64227 |  | 1000 |  | 790
28 | 5 | 0 | 0 | AB | 5 | Reinstatement of Sewer Services | E2 | each | 22 | 218 | 4796 |  | 275 |  | 218
[10 empty] | Subtotal: | 75037.7 |  |  |  | 0
25 | 0 | 0 | 0 | AC |  | Walker Av (Asset No. MA60012216) - 3rd MH W of Nassau (Asset No. MH60010412) to 2nd MH W of Nassau (Asset No. MH60010453) |  |  |  |  | 0 |  |  |  | 0
25 | 1 | 0 | 0 | AC | 1 | Sewer Cleaning | E2 & CW 2140 |  |  |  | 0 |  |  |  | 0
25 | 1 | 1 | 0 |  | a) | 300mm |  |  |  | 0 | 0 |  | 0 |  | 0
25 | 1 | 1 | 1 |  | i) | Pre-lining Cleaning |  | m | 73.4 | 8 | 587.2 |  | 10 |  | 8
25 | 1 | 1 | 2 |  | ii) | Warranty Cleaning |  | m | 73.4 | 7 | 513.8 |  | 8 |  | 7
25 | 2 | 0 | 0 | AC | 2 | Catchbasin Lead Cleaning | E4 & CW 2140 |  |  | 0 | 0 |  | 0 |  | 0
25 | 2 | 1 | 0 |  | a) | 200mm catchbasin lead |  | m | 10 | 17 | 170 |  | 21 |  | 17
25 | 3 | 0 | 0 | C | 3 | Sewer Inspection | E2 & CW 2140 |  |  | 0 | 0 |  | 0 |  | 0
25 | 3 | 1 | 0 |  | a) | 300mm |  |  |  | 0 | 0 |  | 0 |  | 0
25 | 3 | 1 | 1 |  | i) | Pre-lining Inspection |  | m | 73.4 | 8 | 587.2 |  | 10 |  | 8
25 | 3 | 1 | 2 |  | ii) | Post Lining Inspection |  | m | 73.4 | 8 | 587.2 |  | 10 |  | 8
25 | 3 | 1 | 3 |  | iii) | Warranty Inspection |  | m | 73.4 | 8 | 587.2 |  | 10 |  | 8
25 | 4 | 0 | 0 | AC | 4 | Catchbasin Lead Inspection | E4 & CW 2145 |  |  | 0 | 0 |  | 0 |  | 0
25 | 4 | 1 | 0 |  | a) | 200mm catchbasin lead |  | m | 10 | 26 | 260 |  | 32 |  | 26
25 | 5 | 0 | 0 | AC | 5 | Solid Debris Cutting | CW 2140 |  |  | 0 | 0 |  | 0 |  | 0
25 | 5 | 1 | 0 |  | a) | First 3 metres |  | each | 1 | 374 | 374 |  | 473 |  | 374
25 | 5 | 2 | 0 |  | b) | At Joints and Services |  | each | 9 | 249 | 2241 |  | 315 |  | 249
25 | 6 | 0 | 0 | AC | 6 | Flow Control | E2 | each | 1 | 1121 | 1121 |  | 1418 |  | 1121
25 | 7 | 0 | 0 | AC | 7 | Full Segment CIPP | E2 |  |  | 0 | 0 |  | 0 |  | 0
25 | 7 | 1 | 0 |  | a) | 300mm |  | m | 73.4 | 200 | 14680 |  | 252 |  | 200
25 | 8 | 0 | 0 | AC | 8 | Reinstatement of Sewer Services | E2 | each | 15 | 218 | 3270 |  | 275 |  | 218
[10 empty] | Subtotal: | 24978.6 |  |  |  | 0
26 | 0 | 0 | 0 | AD |  | Windham Av (Asset No. MA20005672) - 2nd MH S of Portage (Asset No. MH20005216) to 3rd MH S of Portage (Asset No. MH20005192) |  |  |  |  | 0 |  |  |  | 0
26 | 1 | 0 | 0 | AD | 1 | Sewer Cleaning | E2 & CW 2140 |  |  |  | 0 |  |  |  | 0
26 | 1 | 1 | 0 |  | a) | 200mm |  |  |  | 0 | 0 |  | 0 |  | 0
26 | 1 | 1 | 1 |  | i) | Pre-lining Cleaning |  | m | 44.7 | 8 | 357.6 |  | 10 |  | 8
26 | 1 | 1 | 2 |  | ii) | Warranty Cleaning |  | m | 44.7 | 7 | 312.9 |  | 8 |  | 7
26 | 1 | 2 | 0 |  | b) | 250mm |  |  |  | 0 | 0 |  | 0 |  | 0
26 | 1 | 2 | 1 |  | i) | Pre-lining Cleaning |  | m | 51.8 | 8 | 414.4 |  | 10 |  | 8
26 | 1 | 2 | 2 |  | ii) | Warranty Cleaning |  | m | 51.8 | 7 | 362.6 |  | 8 |  | 7
26 | 2 | 0 | 0 | AD | 2 | Sewer Inspection | E2 & CW 2145 |  |  | 0 | 0 |  | 0 |  | 0
26 | 2 | 1 | 0 |  | a) | 200mm |  |  |  | 0 | 0 |  | 0 |  | 0
26 | 2 | 1 | 1 |  | i) | Pre-lining Inspection |  | m | 44.7 | 8 | 357.6 |  | 10 |  | 8
26 | 2 | 1 | 2 |  | ii) | Post Lining Inspection |  | m | 44.7 | 8 | 357.6 |  | 10 |  | 8
26 | 2 | 1 | 3 |  | iii) | Warranty Inspection |  | m | 44.7 | 8 | 357.6 |  | 10 |  | 8
26 | 2 | 2 | 0 |  | b) | 250mm |  |  |  | 0 | 0 |  | 0 |  | 0
26 | 2 | 2 | 1 |  | i) | Pre-lining Inspection |  | m | 51.8 | 8 | 414.4 |  | 10 |  | 8
26 | 2 | 2 | 2 |  | ii) | Post Lining Inspection |  | m | 51.8 | 8 | 414.4 |  | 10 |  | 8
26 | 2 | 2 | 3 |  | iii) | Warranty Inspection |  | m | 51.8 | 8 | 414.4 |  | 10 |  | 8
26 | 3 | 0 | 0 | AD | 3 | Flow Control | E2 | each | 1 | 1121 | 1121 |  | 1418 |  | 1121
26 | 4 | 0 | 0 | AD | 4 | Full Segment CIPP | E2 |  |  | 0 | 0 |  | 0 |  | 0
26 | 4 | 1 | 0 |  | a) | 200mm |  | m | 44.7 | 166 | 7420.2 |  | 210 |  | 166
26 | 4 | 2 | 0 |  | b) | 250mm |  | m | 51.8 | 166 | 8598.8 |  | 210 |  | 166
26 | 5 | 0 | 0 | AD | 5 | Reinstatement of Sewer Services | E2 | each | 12 | 218 | 2616 |  | 275 |  | 218
[10 empty] | Subtotal: | 23519.5
[9 empty] | GRAND TOTAL | #VALUE!
0 | 0 | 0 | 0
|  |  |  | TOTAL BID PRICE (GST and MRST extra) (in figures) $ |  |  |  |  | ______________________________ |  |  | original estimate $1300000
(in words)________________________________________________________________________________
________________________________________________________________________________________
______________________________
Name of Bidder